## Leakages
Element | Kind | Type | Description | Leakage | Area (ft²) Length (ft) or Item Amount | Equivalent Leakage Area (in²)
Reset

## Weather
Major Cities
City | State | Weather Factor
Pensacola | FL | 0.76
Apalachicola | FL | 0.63
Daytona | FL | 0.73
Jacksonville | FL | 0.77
Miami | FL | 0.69
Orlando | FL | 0.73
Tallahassee | FL | 0.63
Tampa | FL | 0.75
Legend
0.637
0.653
0.668
0.684
0.699
0.715
0.731
0.746
0.762

## Inputs
Inputs
Floor Area (ft²) | 0
Ceiling Height (ft) | 0
Volume of Unit (ft³) | 0
Weather factor | 0
Initial Rn Concentration (pCi/L) | 0
Target Rn Concentration (pCi/L) | 1.3
Default Constants
Time Step (s) | 60
Density of Air (lb/ft³) | 0.074887
Ambient Rn Concentration (pCi/L) | 0.4
Correction Factor | 1
Outputs
Rn Generation Rate (pCi/s) | #DIV/0!
Equivalent Leakage Area (in²) | 0
Natural Ventilation (cfm) | #DIV/0!
Initial Air Changes per Hour | #DIV/0!
Total Required Flow (cfm) | 45.7845
Additional Required Flow (cfm) | #DIV/0!
New Air Changes per Hour | #DIV/0!
Calculate

## EQ (hidden)
|  |  | ELA (m^2) | ft^2 |  | G(pCi/s) |  | pCi/L
|  |  | 0 | 0 |  | #DIV/0! | C inside | 0
|  |  | NatVent (m^3/s) | CFM |  |  | C outdoor | 0.4
|  |  | 0 | 0
|  |  | ACH | CFM
|  |  | #DIV/0! | #DIV/0!
GenRate
|  |  | #DIV/0! |  | ρ air(kg/L) |  | kg/pCi
[5 empty] | 0.0012 |  | 6.5e-21
pCi/(s*m^2)
Area (m^2) | 0 | [5 empty] | #DIV/0!
Height (m) | 0
V (m^3) | 0
ρ air(kg/m^3) | 1.2
dt (s) | 60 | CFM | Added air | New ACH
Fji (kg/s) | 0.025929 | 45.7845 | #DIV/0! | #DIV/0!
Fij | 0.025929
C0 | 0
Cj | 2.1667e-18
G (kg/s) | #DIV/0!
Time |  | concentrations
seconds | Hour | kg/kg | pCi/L
0 | 0 | 0 | 0
60 | 0.016667 | #DIV/0! | #DIV/0!
120 | 0.033333 | #DIV/0! | #DIV/0!
180 | 0.05 | #DIV/0! | #DIV/0!
240 | 0.066667 | #DIV/0! | #DIV/0!
300 | 0.083333 | #DIV/0! | #DIV/0!
360 | 0.1 | #DIV/0! | #DIV/0!
420 | 0.11667 | #DIV/0! | #DIV/0!
480 | 0.13333 | #DIV/0! | #DIV/0!
540 | 0.15 | #DIV/0! | #DIV/0!
600 | 0.16667 | #DIV/0! | #DIV/0!
660 | 0.18333 | #DIV/0! | #DIV/0!
720 | 0.2 | #DIV/0! | #DIV/0!
780 | 0.21667 | #DIV/0! | #DIV/0!
840 | 0.23333 | #DIV/0! | #DIV/0!
900 | 0.25 | #DIV/0! | #DIV/0!
960 | 0.26667 | #DIV/0! | #DIV/0!
1020 | 0.28333 | #DIV/0! | #DIV/0!
1080 | 0.3 | #DIV/0! | #DIV/0!
1140 | 0.31667 | #DIV/0! | #DIV/0!
1200 | 0.33333 | #DIV/0! | #DIV/0!
1260 | 0.35 | #DIV/0! | #DIV/0!
1320 | 0.36667 | #DIV/0! | #DIV/0!
1380 | 0.38333 | #DIV/0! | #DIV/0!
1440 | 0.4 | #DIV/0! | #DIV/0!
1500 | 0.41667 | #DIV/0! | #DIV/0!
1560 | 0.43333 | #DIV/0! | #DIV/0!
1620 | 0.45 | #DIV/0! | #DIV/0!
1680 | 0.46667 | #DIV/0! | #DIV/0!
1740 | 0.48333 | #DIV/0! | #DIV/0!
1800 | 0.5 | #DIV/0! | #DIV/0!
1860 | 0.51667 | #DIV/0! | #DIV/0!
1920 | 0.53333 | #DIV/0! | #DIV/0!
1980 | 0.55 | #DIV/0! | #DIV/0!
2040 | 0.56667 | #DIV/0! | #DIV/0!
2100 | 0.58333 | #DIV/0! | #DIV/0!
2160 | 0.6 | #DIV/0! | #DIV/0!
2220 | 0.61667 | #DIV/0! | #DIV/0!
2280 | 0.63333 | #DIV/0! | #DIV/0!
2340 | 0.65 | #DIV/0! | #DIV/0!
2400 | 0.66667 | #DIV/0! | #DIV/0!
2460 | 0.68333 | #DIV/0! | #DIV/0!
2520 | 0.7 | #DIV/0! | #DIV/0!
2580 | 0.71667 | #DIV/0! | #DIV/0!
2640 | 0.73333 | #DIV/0! | #DIV/0!
2700 | 0.75 | #DIV/0! | #DIV/0!
2760 | 0.76667 | #DIV/0! | #DIV/0!
2820 | 0.78333 | #DIV/0! | #DIV/0!
2880 | 0.8 | #DIV/0! | #DIV/0!
2940 | 0.81667 | #DIV/0! | #DIV/0!
3000 | 0.83333 | #DIV/0! | #DIV/0!
3060 | 0.85 | #DIV/0! | #DIV/0!
3120 | 0.86667 | #DIV/0! | #DIV/0!
3180 | 0.88333 | #DIV/0! | #DIV/0!
3240 | 0.9 | #DIV/0! | #DIV/0!
3300 | 0.91667 | #DIV/0! | #DIV/0!
3360 | 0.93333 | #DIV/0! | #DIV/0!
3420 | 0.95 | #DIV/0! | #DIV/0!
3480 | 0.96667 | #DIV/0! | #DIV/0!
3540 | 0.98333 | #DIV/0! | #DIV/0!
3600 | 1 | #DIV/0! | #DIV/0!
3660 | 1.0167 | #DIV/0! | #DIV/0!
3720 | 1.0333 | #DIV/0! | #DIV/0!
3780 | 1.05 | #DIV/0! | #DIV/0!
3840 | 1.0667 | #DIV/0! | #DIV/0!
3900 | 1.0833 | #DIV/0! | #DIV/0!
3960 | 1.1 | #DIV/0! | #DIV/0!
4020 | 1.1167 | #DIV/0! | #DIV/0!
4080 | 1.1333 | #DIV/0! | #DIV/0!
4140 | 1.15 | #DIV/0! | #DIV/0!
4200 | 1.1667 | #DIV/0! | #DIV/0!
4260 | 1.1833 | #DIV/0! | #DIV/0!
4320 | 1.2 | #DIV/0! | #DIV/0!
4380 | 1.2167 | #DIV/0! | #DIV/0!
4440 | 1.2333 | #DIV/0! | #DIV/0!
4500 | 1.25 | #DIV/0! | #DIV/0!
4560 | 1.2667 | #DIV/0! | #DIV/0!
4620 | 1.2833 | #DIV/0! | #DIV/0!
4680 | 1.3 | #DIV/0! | #DIV/0!
4740 | 1.3167 | #DIV/0! | #DIV/0!
4800 | 1.3333 | #DIV/0! | #DIV/0!
4860 | 1.35 | #DIV/0! | #DIV/0!
4920 | 1.3667 | #DIV/0! | #DIV/0!
4980 | 1.3833 | #DIV/0! | #DIV/0!
5040 | 1.4 | #DIV/0! | #DIV/0!
5100 | 1.4167 | #DIV/0! | #DIV/0!
5160 | 1.4333 | #DIV/0! | #DIV/0!
5220 | 1.45 | #DIV/0! | #DIV/0!
5280 | 1.4667 | #DIV/0! | #DIV/0!
5340 | 1.4833 | #DIV/0! | #DIV/0!
5400 | 1.5 | #DIV/0! | #DIV/0!
5460 | 1.5167 | #DIV/0! | #DIV/0!
5520 | 1.5333 | #DIV/0! | #DIV/0!
5580 | 1.55 | #DIV/0! | #DIV/0!
5640 | 1.5667 | #DIV/0! | #DIV/0!
5700 | 1.5833 | #DIV/0! | #DIV/0!
5760 | 1.6 | #DIV/0! | #DIV/0!
5820 | 1.6167 | #DIV/0! | #DIV/0!
5880 | 1.6333 | #DIV/0! | #DIV/0!
5940 | 1.65 | #DIV/0! | #DIV/0!
6000 | 1.6667 | #DIV/0! | #DIV/0!
6060 | 1.6833 | #DIV/0! | #DIV/0!
6120 | 1.7 | #DIV/0! | #DIV/0!
6180 | 1.7167 | #DIV/0! | #DIV/0!
6240 | 1.7333 | #DIV/0! | #DIV/0!
6300 | 1.75 | #DIV/0! | #DIV/0!
6360 | 1.7667 | #DIV/0! | #DIV/0!
6420 | 1.7833 | #DIV/0! | #DIV/0!
6480 | 1.8 | #DIV/0! | #DIV/0!
6540 | 1.8167 | #DIV/0! | #DIV/0!
6600 | 1.8333 | #DIV/0! | #DIV/0!
6660 | 1.85 | #DIV/0! | #DIV/0!
6720 | 1.8667 | #DIV/0! | #DIV/0!
6780 | 1.8833 | #DIV/0! | #DIV/0!
6840 | 1.9 | #DIV/0! | #DIV/0!
6900 | 1.9167 | #DIV/0! | #DIV/0!
6960 | 1.9333 | #DIV/0! | #DIV/0!
7020 | 1.95 | #DIV/0! | #DIV/0!
7080 | 1.9667 | #DIV/0! | #DIV/0!
7140 | 1.9833 | #DIV/0! | #DIV/0!
7200 | 2 | #DIV/0! | #DIV/0!
7260 | 2.0167 | #DIV/0! | #DIV/0!
7320 | 2.0333 | #DIV/0! | #DIV/0!
7380 | 2.05 | #DIV/0! | #DIV/0!
7440 | 2.0667 | #DIV/0! | #DIV/0!
7500 | 2.0833 | #DIV/0! | #DIV/0!
7560 | 2.1 | #DIV/0! | #DIV/0!
7620 | 2.1167 | #DIV/0! | #DIV/0!
7680 | 2.1333 | #DIV/0! | #DIV/0!
7740 | 2.15 | #DIV/0! | #DIV/0!
7800 | 2.1667 | #DIV/0! | #DIV/0!
7860 | 2.1833 | #DIV/0! | #DIV/0!
7920 | 2.2 | #DIV/0! | #DIV/0!
7980 | 2.2167 | #DIV/0! | #DIV/0!
8040 | 2.2333 | #DIV/0! | #DIV/0!
8100 | 2.25 | #DIV/0! | #DIV/0!
8160 | 2.2667 | #DIV/0! | #DIV/0!
8220 | 2.2833 | #DIV/0! | #DIV/0!
8280 | 2.3 | #DIV/0! | #DIV/0!
8340 | 2.3167 | #DIV/0! | #DIV/0!
8400 | 2.3333 | #DIV/0! | #DIV/0!
8460 | 2.35 | #DIV/0! | #DIV/0!
8520 | 2.3667 | #DIV/0! | #DIV/0!
8580 | 2.3833 | #DIV/0! | #DIV/0!
8640 | 2.4 | #DIV/0! | #DIV/0!
8700 | 2.4167 | #DIV/0! | #DIV/0!
8760 | 2.4333 | #DIV/0! | #DIV/0!
8820 | 2.45 | #DIV/0! | #DIV/0!
8880 | 2.4667 | #DIV/0! | #DIV/0!
8940 | 2.4833 | #DIV/0! | #DIV/0!
9000 | 2.5 | #DIV/0! | #DIV/0!
9060 | 2.5167 | #DIV/0! | #DIV/0!
9120 | 2.5333 | #DIV/0! | #DIV/0!
9180 | 2.55 | #DIV/0! | #DIV/0!
9240 | 2.5667 | #DIV/0! | #DIV/0!
9300 | 2.5833 | #DIV/0! | #DIV/0!
9360 | 2.6 | #DIV/0! | #DIV/0!
9420 | 2.6167 | #DIV/0! | #DIV/0!
9480 | 2.6333 | #DIV/0! | #DIV/0!
9540 | 2.65 | #DIV/0! | #DIV/0!
9600 | 2.6667 | #DIV/0! | #DIV/0!
9660 | 2.6833 | #DIV/0! | #DIV/0!
9720 | 2.7 | #DIV/0! | #DIV/0!
9780 | 2.7167 | #DIV/0! | #DIV/0!
9840 | 2.7333 | #DIV/0! | #DIV/0!
9900 | 2.75 | #DIV/0! | #DIV/0!
9960 | 2.7667 | #DIV/0! | #DIV/0!
10020 | 2.7833 | #DIV/0! | #DIV/0!
10080 | 2.8 | #DIV/0! | #DIV/0!
10140 | 2.8167 | #DIV/0! | #DIV/0!
10200 | 2.8333 | #DIV/0! | #DIV/0!
10260 | 2.85 | #DIV/0! | #DIV/0!
10320 | 2.8667 | #DIV/0! | #DIV/0!
10380 | 2.8833 | #DIV/0! | #DIV/0!
10440 | 2.9 | #DIV/0! | #DIV/0!
10500 | 2.9167 | #DIV/0! | #DIV/0!
10560 | 2.9333 | #DIV/0! | #DIV/0!
10620 | 2.95 | #DIV/0! | #DIV/0!
10680 | 2.9667 | #DIV/0! | #DIV/0!
10740 | 2.9833 | #DIV/0! | #DIV/0!
10800 | 3 | #DIV/0! | #DIV/0!
10860 | 3.0167 | #DIV/0! | #DIV/0!
10920 | 3.0333 | #DIV/0! | #DIV/0!
10980 | 3.05 | #DIV/0! | #DIV/0!
11040 | 3.0667 | #DIV/0! | #DIV/0!
11100 | 3.0833 | #DIV/0! | #DIV/0!
11160 | 3.1 | #DIV/0! | #DIV/0!
11220 | 3.1167 | #DIV/0! | #DIV/0!
11280 | 3.1333 | #DIV/0! | #DIV/0!
11340 | 3.15 | #DIV/0! | #DIV/0!
11400 | 3.1667 | #DIV/0! | #DIV/0!
11460 | 3.1833 | #DIV/0! | #DIV/0!
11520 | 3.2 | #DIV/0! | #DIV/0!
11580 | 3.2167 | #DIV/0! | #DIV/0!
11640 | 3.2333 | #DIV/0! | #DIV/0!
11700 | 3.25 | #DIV/0! | #DIV/0!
11760 | 3.2667 | #DIV/0! | #DIV/0!
11820 | 3.2833 | #DIV/0! | #DIV/0!
11880 | 3.3 | #DIV/0! | #DIV/0!
11940 | 3.3167 | #DIV/0! | #DIV/0!
12000 | 3.3333 | #DIV/0! | #DIV/0!
12060 | 3.35 | #DIV/0! | #DIV/0!
12120 | 3.3667 | #DIV/0! | #DIV/0!
12180 | 3.3833 | #DIV/0! | #DIV/0!
12240 | 3.4 | #DIV/0! | #DIV/0!
12300 | 3.4167 | #DIV/0! | #DIV/0!
12360 | 3.4333 | #DIV/0! | #DIV/0!
12420 | 3.45 | #DIV/0! | #DIV/0!
12480 | 3.4667 | #DIV/0! | #DIV/0!
12540 | 3.4833 | #DIV/0! | #DIV/0!
12600 | 3.5 | #DIV/0! | #DIV/0!
12660 | 3.5167 | #DIV/0! | #DIV/0!
12720 | 3.5333 | #DIV/0! | #DIV/0!
12780 | 3.55 | #DIV/0! | #DIV/0!
12840 | 3.5667 | #DIV/0! | #DIV/0!
12900 | 3.5833 | #DIV/0! | #DIV/0!
12960 | 3.6 | #DIV/0! | #DIV/0!
13020 | 3.6167 | #DIV/0! | #DIV/0!
13080 | 3.6333 | #DIV/0! | #DIV/0!
13140 | 3.65 | #DIV/0! | #DIV/0!
13200 | 3.6667 | #DIV/0! | #DIV/0!
13260 | 3.6833 | #DIV/0! | #DIV/0!
13320 | 3.7 | #DIV/0! | #DIV/0!
13380 | 3.7167 | #DIV/0! | #DIV/0!
13440 | 3.7333 | #DIV/0! | #DIV/0!
13500 | 3.75 | #DIV/0! | #DIV/0!
13560 | 3.7667 | #DIV/0! | #DIV/0!
13620 | 3.7833 | #DIV/0! | #DIV/0!
13680 | 3.8 | #DIV/0! | #DIV/0!
13740 | 3.8167 | #DIV/0! | #DIV/0!
13800 | 3.8333 | #DIV/0! | #DIV/0!
13860 | 3.85 | #DIV/0! | #DIV/0!
13920 | 3.8667 | #DIV/0! | #DIV/0!
13980 | 3.8833 | #DIV/0! | #DIV/0!
14040 | 3.9 | #DIV/0! | #DIV/0!
14100 | 3.9167 | #DIV/0! | #DIV/0!
14160 | 3.9333 | #DIV/0! | #DIV/0!
14220 | 3.95 | #DIV/0! | #DIV/0!
14280 | 3.9667 | #DIV/0! | #DIV/0!
14340 | 3.9833 | #DIV/0! | #DIV/0!
14400 | 4 | #DIV/0! | #DIV/0!
14460 | 4.0167 | #DIV/0! | #DIV/0!
14520 | 4.0333 | #DIV/0! | #DIV/0!
14580 | 4.05 | #DIV/0! | #DIV/0!
14640 | 4.0667 | #DIV/0! | #DIV/0!
14700 | 4.0833 | #DIV/0! | #DIV/0!
14760 | 4.1 | #DIV/0! | #DIV/0!
14820 | 4.1167 | #DIV/0! | #DIV/0!
14880 | 4.1333 | #DIV/0! | #DIV/0!
14940 | 4.15 | #DIV/0! | #DIV/0!
15000 | 4.1667 | #DIV/0! | #DIV/0!
15060 | 4.1833 | #DIV/0! | #DIV/0!
15120 | 4.2 | #DIV/0! | #DIV/0!
15180 | 4.2167 | #DIV/0! | #DIV/0!
15240 | 4.2333 | #DIV/0! | #DIV/0!
15300 | 4.25 | #DIV/0! | #DIV/0!
15360 | 4.2667 | #DIV/0! | #DIV/0!
15420 | 4.2833 | #DIV/0! | #DIV/0!
15480 | 4.3 | #DIV/0! | #DIV/0!
15540 | 4.3167 | #DIV/0! | #DIV/0!
15600 | 4.3333 | #DIV/0! | #DIV/0!
15660 | 4.35 | #DIV/0! | #DIV/0!
15720 | 4.3667 | #DIV/0! | #DIV/0!
15780 | 4.3833 | #DIV/0! | #DIV/0!
15840 | 4.4 | #DIV/0! | #DIV/0!
15900 | 4.4167 | #DIV/0! | #DIV/0!
15960 | 4.4333 | #DIV/0! | #DIV/0!
16020 | 4.45 | #DIV/0! | #DIV/0!
16080 | 4.4667 | #DIV/0! | #DIV/0!
16140 | 4.4833 | #DIV/0! | #DIV/0!
16200 | 4.5 | #DIV/0! | #DIV/0!
16260 | 4.5167 | #DIV/0! | #DIV/0!
16320 | 4.5333 | #DIV/0! | #DIV/0!
16380 | 4.55 | #DIV/0! | #DIV/0!
16440 | 4.5667 | #DIV/0! | #DIV/0!
16500 | 4.5833 | #DIV/0! | #DIV/0!
16560 | 4.6 | #DIV/0! | #DIV/0!
16620 | 4.6167 | #DIV/0! | #DIV/0!
16680 | 4.6333 | #DIV/0! | #DIV/0!
16740 | 4.65 | #DIV/0! | #DIV/0!
16800 | 4.6667 | #DIV/0! | #DIV/0!
16860 | 4.6833 | #DIV/0! | #DIV/0!
16920 | 4.7 | #DIV/0! | #DIV/0!
16980 | 4.7167 | #DIV/0! | #DIV/0!
17040 | 4.7333 | #DIV/0! | #DIV/0!
17100 | 4.75 | #DIV/0! | #DIV/0!
17160 | 4.7667 | #DIV/0! | #DIV/0!
17220 | 4.7833 | #DIV/0! | #DIV/0!
17280 | 4.8 | #DIV/0! | #DIV/0!
17340 | 4.8167 | #DIV/0! | #DIV/0!
17400 | 4.8333 | #DIV/0! | #DIV/0!
17460 | 4.85 | #DIV/0! | #DIV/0!
17520 | 4.8667 | #DIV/0! | #DIV/0!
17580 | 4.8833 | #DIV/0! | #DIV/0!
17640 | 4.9 | #DIV/0! | #DIV/0!
17700 | 4.9167 | #DIV/0! | #DIV/0!
17760 | 4.9333 | #DIV/0! | #DIV/0!
17820 | 4.95 | #DIV/0! | #DIV/0!
17880 | 4.9667 | #DIV/0! | #DIV/0!
17940 | 4.9833 | #DIV/0! | #DIV/0!
18000 | 5 | #DIV/0! | #DIV/0!
18060 | 5.0167 | #DIV/0! | #DIV/0!
18120 | 5.0333 | #DIV/0! | #DIV/0!
18180 | 5.05 | #DIV/0! | #DIV/0!
18240 | 5.0667 | #DIV/0! | #DIV/0!
18300 | 5.0833 | #DIV/0! | #DIV/0!
18360 | 5.1 | #DIV/0! | #DIV/0!
18420 | 5.1167 | #DIV/0! | #DIV/0!
18480 | 5.1333 | #DIV/0! | #DIV/0!
18540 | 5.15 | #DIV/0! | #DIV/0!
18600 | 5.1667 | #DIV/0! | #DIV/0!
18660 | 5.1833 | #DIV/0! | #DIV/0!
18720 | 5.2 | #DIV/0! | #DIV/0!
18780 | 5.2167 | #DIV/0! | #DIV/0!
18840 | 5.2333 | #DIV/0! | #DIV/0!
18900 | 5.25 | #DIV/0! | #DIV/0!
18960 | 5.2667 | #DIV/0! | #DIV/0!
19020 | 5.2833 | #DIV/0! | #DIV/0!
19080 | 5.3 | #DIV/0! | #DIV/0!
19140 | 5.3167 | #DIV/0! | #DIV/0!
19200 | 5.3333 | #DIV/0! | #DIV/0!
19260 | 5.35 | #DIV/0! | #DIV/0!
19320 | 5.3667 | #DIV/0! | #DIV/0!
19380 | 5.3833 | #DIV/0! | #DIV/0!
19440 | 5.4 | #DIV/0! | #DIV/0!
19500 | 5.4167 | #DIV/0! | #DIV/0!
19560 | 5.4333 | #DIV/0! | #DIV/0!
19620 | 5.45 | #DIV/0! | #DIV/0!
19680 | 5.4667 | #DIV/0! | #DIV/0!
19740 | 5.4833 | #DIV/0! | #DIV/0!
19800 | 5.5 | #DIV/0! | #DIV/0!
19860 | 5.5167 | #DIV/0! | #DIV/0!
19920 | 5.5333 | #DIV/0! | #DIV/0!
19980 | 5.55 | #DIV/0! | #DIV/0!
20040 | 5.5667 | #DIV/0! | #DIV/0!
20100 | 5.5833 | #DIV/0! | #DIV/0!
20160 | 5.6 | #DIV/0! | #DIV/0!
20220 | 5.6167 | #DIV/0! | #DIV/0!
20280 | 5.6333 | #DIV/0! | #DIV/0!
20340 | 5.65 | #DIV/0! | #DIV/0!
20400 | 5.6667 | #DIV/0! | #DIV/0!
20460 | 5.6833 | #DIV/0! | #DIV/0!
20520 | 5.7 | #DIV/0! | #DIV/0!
20580 | 5.7167 | #DIV/0! | #DIV/0!
20640 | 5.7333 | #DIV/0! | #DIV/0!
20700 | 5.75 | #DIV/0! | #DIV/0!
20760 | 5.7667 | #DIV/0! | #DIV/0!
20820 | 5.7833 | #DIV/0! | #DIV/0!
20880 | 5.8 | #DIV/0! | #DIV/0!
20940 | 5.8167 | #DIV/0! | #DIV/0!
21000 | 5.8333 | #DIV/0! | #DIV/0!
21060 | 5.85 | #DIV/0! | #DIV/0!
21120 | 5.8667 | #DIV/0! | #DIV/0!
21180 | 5.8833 | #DIV/0! | #DIV/0!
21240 | 5.9 | #DIV/0! | #DIV/0!
21300 | 5.9167 | #DIV/0! | #DIV/0!
21360 | 5.9333 | #DIV/0! | #DIV/0!
21420 | 5.95 | #DIV/0! | #DIV/0!
21480 | 5.9667 | #DIV/0! | #DIV/0!
21540 | 5.9833 | #DIV/0! | #DIV/0!
21600 | 6 | #DIV/0! | #DIV/0!
21660 | 6.0167 | #DIV/0! | #DIV/0!
21720 | 6.0333 | #DIV/0! | #DIV/0!
21780 | 6.05 | #DIV/0! | #DIV/0!
21840 | 6.0667 | #DIV/0! | #DIV/0!
21900 | 6.0833 | #DIV/0! | #DIV/0!
21960 | 6.1 | #DIV/0! | #DIV/0!
22020 | 6.1167 | #DIV/0! | #DIV/0!
22080 | 6.1333 | #DIV/0! | #DIV/0!
22140 | 6.15 | #DIV/0! | #DIV/0!
22200 | 6.1667 | #DIV/0! | #DIV/0!
22260 | 6.1833 | #DIV/0! | #DIV/0!
22320 | 6.2 | #DIV/0! | #DIV/0!
22380 | 6.2167 | #DIV/0! | #DIV/0!
22440 | 6.2333 | #DIV/0! | #DIV/0!
22500 | 6.25 | #DIV/0! | #DIV/0!
22560 | 6.2667 | #DIV/0! | #DIV/0!
22620 | 6.2833 | #DIV/0! | #DIV/0!
22680 | 6.3 | #DIV/0! | #DIV/0!
22740 | 6.3167 | #DIV/0! | #DIV/0!
22800 | 6.3333 | #DIV/0! | #DIV/0!
22860 | 6.35 | #DIV/0! | #DIV/0!
22920 | 6.3667 | #DIV/0! | #DIV/0!
22980 | 6.3833 | #DIV/0! | #DIV/0!
23040 | 6.4 | #DIV/0! | #DIV/0!
23100 | 6.4167 | #DIV/0! | #DIV/0!
23160 | 6.4333 | #DIV/0! | #DIV/0!
23220 | 6.45 | #DIV/0! | #DIV/0!
23280 | 6.4667 | #DIV/0! | #DIV/0!
23340 | 6.4833 | #DIV/0! | #DIV/0!
23400 | 6.5 | #DIV/0! | #DIV/0!
23460 | 6.5167 | #DIV/0! | #DIV/0!
23520 | 6.5333 | #DIV/0! | #DIV/0!
23580 | 6.55 | #DIV/0! | #DIV/0!
23640 | 6.5667 | #DIV/0! | #DIV/0!
23700 | 6.5833 | #DIV/0! | #DIV/0!
23760 | 6.6 | #DIV/0! | #DIV/0!
23820 | 6.6167 | #DIV/0! | #DIV/0!
23880 | 6.6333 | #DIV/0! | #DIV/0!
23940 | 6.65 | #DIV/0! | #DIV/0!
24000 | 6.6667 | #DIV/0! | #DIV/0!
24060 | 6.6833 | #DIV/0! | #DIV/0!
24120 | 6.7 | #DIV/0! | #DIV/0!
24180 | 6.7167 | #DIV/0! | #DIV/0!
24240 | 6.7333 | #DIV/0! | #DIV/0!
24300 | 6.75 | #DIV/0! | #DIV/0!
24360 | 6.7667 | #DIV/0! | #DIV/0!
24420 | 6.7833 | #DIV/0! | #DIV/0!
24480 | 6.8 | #DIV/0! | #DIV/0!
24540 | 6.8167 | #DIV/0! | #DIV/0!
24600 | 6.8333 | #DIV/0! | #DIV/0!
24660 | 6.85 | #DIV/0! | #DIV/0!
24720 | 6.8667 | #DIV/0! | #DIV/0!
24780 | 6.8833 | #DIV/0! | #DIV/0!
24840 | 6.9 | #DIV/0! | #DIV/0!
24900 | 6.9167 | #DIV/0! | #DIV/0!
24960 | 6.9333 | #DIV/0! | #DIV/0!
25020 | 6.95 | #DIV/0! | #DIV/0!
25080 | 6.9667 | #DIV/0! | #DIV/0!
25140 | 6.9833 | #DIV/0! | #DIV/0!
25200 | 7 | #DIV/0! | #DIV/0!
25260 | 7.0167 | #DIV/0! | #DIV/0!
25320 | 7.0333 | #DIV/0! | #DIV/0!
25380 | 7.05 | #DIV/0! | #DIV/0!
25440 | 7.0667 | #DIV/0! | #DIV/0!
25500 | 7.0833 | #DIV/0! | #DIV/0!
25560 | 7.1 | #DIV/0! | #DIV/0!
25620 | 7.1167 | #DIV/0! | #DIV/0!
25680 | 7.1333 | #DIV/0! | #DIV/0!
25740 | 7.15 | #DIV/0! | #DIV/0!
25800 | 7.1667 | #DIV/0! | #DIV/0!
25860 | 7.1833 | #DIV/0! | #DIV/0!
25920 | 7.2 | #DIV/0! | #DIV/0!
25980 | 7.2167 | #DIV/0! | #DIV/0!
26040 | 7.2333 | #DIV/0! | #DIV/0!
26100 | 7.25 | #DIV/0! | #DIV/0!
26160 | 7.2667 | #DIV/0! | #DIV/0!
26220 | 7.2833 | #DIV/0! | #DIV/0!
26280 | 7.3 | #DIV/0! | #DIV/0!
26340 | 7.3167 | #DIV/0! | #DIV/0!
26400 | 7.3333 | #DIV/0! | #DIV/0!
26460 | 7.35 | #DIV/0! | #DIV/0!
26520 | 7.3667 | #DIV/0! | #DIV/0!
26580 | 7.3833 | #DIV/0! | #DIV/0!
26640 | 7.4 | #DIV/0! | #DIV/0!
26700 | 7.4167 | #DIV/0! | #DIV/0!
26760 | 7.4333 | #DIV/0! | #DIV/0!
26820 | 7.45 | #DIV/0! | #DIV/0!
26880 | 7.4667 | #DIV/0! | #DIV/0!
26940 | 7.4833 | #DIV/0! | #DIV/0!
27000 | 7.5 | #DIV/0! | #DIV/0!
27060 | 7.5167 | #DIV/0! | #DIV/0!
27120 | 7.5333 | #DIV/0! | #DIV/0!
27180 | 7.55 | #DIV/0! | #DIV/0!
27240 | 7.5667 | #DIV/0! | #DIV/0!
27300 | 7.5833 | #DIV/0! | #DIV/0!
27360 | 7.6 | #DIV/0! | #DIV/0!
27420 | 7.6167 | #DIV/0! | #DIV/0!
27480 | 7.6333 | #DIV/0! | #DIV/0!
27540 | 7.65 | #DIV/0! | #DIV/0!
27600 | 7.6667 | #DIV/0! | #DIV/0!
27660 | 7.6833 | #DIV/0! | #DIV/0!
27720 | 7.7 | #DIV/0! | #DIV/0!
27780 | 7.7167 | #DIV/0! | #DIV/0!
27840 | 7.7333 | #DIV/0! | #DIV/0!
27900 | 7.75 | #DIV/0! | #DIV/0!
27960 | 7.7667 | #DIV/0! | #DIV/0!
28020 | 7.7833 | #DIV/0! | #DIV/0!
28080 | 7.8 | #DIV/0! | #DIV/0!
28140 | 7.8167 | #DIV/0! | #DIV/0!
28200 | 7.8333 | #DIV/0! | #DIV/0!
28260 | 7.85 | #DIV/0! | #DIV/0!
28320 | 7.8667 | #DIV/0! | #DIV/0!
28380 | 7.8833 | #DIV/0! | #DIV/0!
28440 | 7.9 | #DIV/0! | #DIV/0!
28500 | 7.9167 | #DIV/0! | #DIV/0!
28560 | 7.9333 | #DIV/0! | #DIV/0!
28620 | 7.95 | #DIV/0! | #DIV/0!
28680 | 7.9667 | #DIV/0! | #DIV/0!
28740 | 7.9833 | #DIV/0! | #DIV/0!
28800 | 8 | #DIV/0! | #DIV/0!
28860 | 8.0167 | #DIV/0! | #DIV/0!
28920 | 8.0333 | #DIV/0! | #DIV/0!
28980 | 8.05 | #DIV/0! | #DIV/0!
29040 | 8.0667 | #DIV/0! | #DIV/0!
29100 | 8.0833 | #DIV/0! | #DIV/0!
29160 | 8.1 | #DIV/0! | #DIV/0!
29220 | 8.1167 | #DIV/0! | #DIV/0!
29280 | 8.1333 | #DIV/0! | #DIV/0!
29340 | 8.15 | #DIV/0! | #DIV/0!
29400 | 8.1667 | #DIV/0! | #DIV/0!
29460 | 8.1833 | #DIV/0! | #DIV/0!
29520 | 8.2 | #DIV/0! | #DIV/0!
29580 | 8.2167 | #DIV/0! | #DIV/0!
29640 | 8.2333 | #DIV/0! | #DIV/0!
29700 | 8.25 | #DIV/0! | #DIV/0!
29760 | 8.2667 | #DIV/0! | #DIV/0!
29820 | 8.2833 | #DIV/0! | #DIV/0!
29880 | 8.3 | #DIV/0! | #DIV/0!
29940 | 8.3167 | #DIV/0! | #DIV/0!
30000 | 8.3333 | #DIV/0! | #DIV/0!
30060 | 8.35 | #DIV/0! | #DIV/0!
30120 | 8.3667 | #DIV/0! | #DIV/0!
30180 | 8.3833 | #DIV/0! | #DIV/0!
30240 | 8.4 | #DIV/0! | #DIV/0!
30300 | 8.4167 | #DIV/0! | #DIV/0!
30360 | 8.4333 | #DIV/0! | #DIV/0!
30420 | 8.45 | #DIV/0! | #DIV/0!
30480 | 8.4667 | #DIV/0! | #DIV/0!
30540 | 8.4833 | #DIV/0! | #DIV/0!
30600 | 8.5 | #DIV/0! | #DIV/0!
30660 | 8.5167 | #DIV/0! | #DIV/0!
30720 | 8.5333 | #DIV/0! | #DIV/0!
30780 | 8.55 | #DIV/0! | #DIV/0!
30840 | 8.5667 | #DIV/0! | #DIV/0!
30900 | 8.5833 | #DIV/0! | #DIV/0!
30960 | 8.6 | #DIV/0! | #DIV/0!
31020 | 8.6167 | #DIV/0! | #DIV/0!
31080 | 8.6333 | #DIV/0! | #DIV/0!
31140 | 8.65 | #DIV/0! | #DIV/0!
31200 | 8.6667 | #DIV/0! | #DIV/0!
31260 | 8.6833 | #DIV/0! | #DIV/0!
31320 | 8.7 | #DIV/0! | #DIV/0!
31380 | 8.7167 | #DIV/0! | #DIV/0!
31440 | 8.7333 | #DIV/0! | #DIV/0!
31500 | 8.75 | #DIV/0! | #DIV/0!
31560 | 8.7667 | #DIV/0! | #DIV/0!
31620 | 8.7833 | #DIV/0! | #DIV/0!
31680 | 8.8 | #DIV/0! | #DIV/0!
31740 | 8.8167 | #DIV/0! | #DIV/0!
31800 | 8.8333 | #DIV/0! | #DIV/0!
31860 | 8.85 | #DIV/0! | #DIV/0!
31920 | 8.8667 | #DIV/0! | #DIV/0!
31980 | 8.8833 | #DIV/0! | #DIV/0!
32040 | 8.9 | #DIV/0! | #DIV/0!
32100 | 8.9167 | #DIV/0! | #DIV/0!
32160 | 8.9333 | #DIV/0! | #DIV/0!
32220 | 8.95 | #DIV/0! | #DIV/0!
32280 | 8.9667 | #DIV/0! | #DIV/0!
32340 | 8.9833 | #DIV/0! | #DIV/0!
32400 | 9 | #DIV/0! | #DIV/0!
32460 | 9.0167 | #DIV/0! | #DIV/0!
32520 | 9.0333 | #DIV/0! | #DIV/0!
32580 | 9.05 | #DIV/0! | #DIV/0!
32640 | 9.0667 | #DIV/0! | #DIV/0!
32700 | 9.0833 | #DIV/0! | #DIV/0!
32760 | 9.1 | #DIV/0! | #DIV/0!
32820 | 9.1167 | #DIV/0! | #DIV/0!
32880 | 9.1333 | #DIV/0! | #DIV/0!
32940 | 9.15 | #DIV/0! | #DIV/0!
33000 | 9.1667 | #DIV/0! | #DIV/0!
33060 | 9.1833 | #DIV/0! | #DIV/0!
33120 | 9.2 | #DIV/0! | #DIV/0!
33180 | 9.2167 | #DIV/0! | #DIV/0!
33240 | 9.2333 | #DIV/0! | #DIV/0!
33300 | 9.25 | #DIV/0! | #DIV/0!
33360 | 9.2667 | #DIV/0! | #DIV/0!
33420 | 9.2833 | #DIV/0! | #DIV/0!
33480 | 9.3 | #DIV/0! | #DIV/0!
33540 | 9.3167 | #DIV/0! | #DIV/0!
33600 | 9.3333 | #DIV/0! | #DIV/0!
33660 | 9.35 | #DIV/0! | #DIV/0!
33720 | 9.3667 | #DIV/0! | #DIV/0!
33780 | 9.3833 | #DIV/0! | #DIV/0!
33840 | 9.4 | #DIV/0! | #DIV/0!
33900 | 9.4167 | #DIV/0! | #DIV/0!
33960 | 9.4333 | #DIV/0! | #DIV/0!
34020 | 9.45 | #DIV/0! | #DIV/0!
34080 | 9.4667 | #DIV/0! | #DIV/0!
34140 | 9.4833 | #DIV/0! | #DIV/0!
34200 | 9.5 | #DIV/0! | #DIV/0!
34260 | 9.5167 | #DIV/0! | #DIV/0!
34320 | 9.5333 | #DIV/0! | #DIV/0!
34380 | 9.55 | #DIV/0! | #DIV/0!
34440 | 9.5667 | #DIV/0! | #DIV/0!
34500 | 9.5833 | #DIV/0! | #DIV/0!
34560 | 9.6 | #DIV/0! | #DIV/0!
34620 | 9.6167 | #DIV/0! | #DIV/0!
34680 | 9.6333 | #DIV/0! | #DIV/0!
34740 | 9.65 | #DIV/0! | #DIV/0!
34800 | 9.6667 | #DIV/0! | #DIV/0!
34860 | 9.6833 | #DIV/0! | #DIV/0!
34920 | 9.7 | #DIV/0! | #DIV/0!
34980 | 9.7167 | #DIV/0! | #DIV/0!
35040 | 9.7333 | #DIV/0! | #DIV/0!
35100 | 9.75 | #DIV/0! | #DIV/0!
35160 | 9.7667 | #DIV/0! | #DIV/0!
35220 | 9.7833 | #DIV/0! | #DIV/0!
35280 | 9.8 | #DIV/0! | #DIV/0!
35340 | 9.8167 | #DIV/0! | #DIV/0!
35400 | 9.8333 | #DIV/0! | #DIV/0!
35460 | 9.85 | #DIV/0! | #DIV/0!
35520 | 9.8667 | #DIV/0! | #DIV/0!
35580 | 9.8833 | #DIV/0! | #DIV/0!
35640 | 9.9 | #DIV/0! | #DIV/0!
35700 | 9.9167 | #DIV/0! | #DIV/0!
35760 | 9.9333 | #DIV/0! | #DIV/0!
35820 | 9.95 | #DIV/0! | #DIV/0!
35880 | 9.9667 | #DIV/0! | #DIV/0!
35940 | 9.9833 | #DIV/0! | #DIV/0!
36000 | 10 | #DIV/0! | #DIV/0!
36060 | 10.0167 | #DIV/0! | #DIV/0!
36120 | 10.0333 | #DIV/0! | #DIV/0!
36180 | 10.05 | #DIV/0! | #DIV/0!
36240 | 10.0667 | #DIV/0! | #DIV/0!
36300 | 10.0833 | #DIV/0! | #DIV/0!
36360 | 10.1 | #DIV/0! | #DIV/0!
36420 | 10.1167 | #DIV/0! | #DIV/0!
36480 | 10.1333 | #DIV/0! | #DIV/0!
36540 | 10.15 | #DIV/0! | #DIV/0!
36600 | 10.1667 | #DIV/0! | #DIV/0!
36660 | 10.1833 | #DIV/0! | #DIV/0!
36720 | 10.2 | #DIV/0! | #DIV/0!
36780 | 10.2167 | #DIV/0! | #DIV/0!
36840 | 10.2333 | #DIV/0! | #DIV/0!
36900 | 10.25 | #DIV/0! | #DIV/0!
36960 | 10.2667 | #DIV/0! | #DIV/0!
37020 | 10.2833 | #DIV/0! | #DIV/0!
37080 | 10.3 | #DIV/0! | #DIV/0!
37140 | 10.3167 | #DIV/0! | #DIV/0!
37200 | 10.3333 | #DIV/0! | #DIV/0!
37260 | 10.35 | #DIV/0! | #DIV/0!
37320 | 10.3667 | #DIV/0! | #DIV/0!
37380 | 10.3833 | #DIV/0! | #DIV/0!
37440 | 10.4 | #DIV/0! | #DIV/0!
37500 | 10.4167 | #DIV/0! | #DIV/0!
37560 | 10.4333 | #DIV/0! | #DIV/0!
37620 | 10.45 | #DIV/0! | #DIV/0!
37680 | 10.4667 | #DIV/0! | #DIV/0!
37740 | 10.4833 | #DIV/0! | #DIV/0!
37800 | 10.5 | #DIV/0! | #DIV/0!
37860 | 10.5167 | #DIV/0! | #DIV/0!
37920 | 10.5333 | #DIV/0! | #DIV/0!
37980 | 10.55 | #DIV/0! | #DIV/0!
38040 | 10.5667 | #DIV/0! | #DIV/0!
38100 | 10.5833 | #DIV/0! | #DIV/0!
38160 | 10.6 | #DIV/0! | #DIV/0!
38220 | 10.6167 | #DIV/0! | #DIV/0!
38280 | 10.6333 | #DIV/0! | #DIV/0!
38340 | 10.65 | #DIV/0! | #DIV/0!
38400 | 10.6667 | #DIV/0! | #DIV/0!
38460 | 10.6833 | #DIV/0! | #DIV/0!
38520 | 10.7 | #DIV/0! | #DIV/0!
38580 | 10.7167 | #DIV/0! | #DIV/0!
38640 | 10.7333 | #DIV/0! | #DIV/0!
38700 | 10.75 | #DIV/0! | #DIV/0!
38760 | 10.7667 | #DIV/0! | #DIV/0!
38820 | 10.7833 | #DIV/0! | #DIV/0!
38880 | 10.8 | #DIV/0! | #DIV/0!
38940 | 10.8167 | #DIV/0! | #DIV/0!
39000 | 10.8333 | #DIV/0! | #DIV/0!
39060 | 10.85 | #DIV/0! | #DIV/0!
39120 | 10.8667 | #DIV/0! | #DIV/0!
39180 | 10.8833 | #DIV/0! | #DIV/0!
39240 | 10.9 | #DIV/0! | #DIV/0!
39300 | 10.9167 | #DIV/0! | #DIV/0!
39360 | 10.9333 | #DIV/0! | #DIV/0!
39420 | 10.95 | #DIV/0! | #DIV/0!
39480 | 10.9667 | #DIV/0! | #DIV/0!
39540 | 10.9833 | #DIV/0! | #DIV/0!
39600 | 11 | #DIV/0! | #DIV/0!
39660 | 11.0167 | #DIV/0! | #DIV/0!
39720 | 11.0333 | #DIV/0! | #DIV/0!
39780 | 11.05 | #DIV/0! | #DIV/0!
39840 | 11.0667 | #DIV/0! | #DIV/0!
39900 | 11.0833 | #DIV/0! | #DIV/0!
39960 | 11.1 | #DIV/0! | #DIV/0!
40020 | 11.1167 | #DIV/0! | #DIV/0!
40080 | 11.1333 | #DIV/0! | #DIV/0!
40140 | 11.15 | #DIV/0! | #DIV/0!
40200 | 11.1667 | #DIV/0! | #DIV/0!
40260 | 11.1833 | #DIV/0! | #DIV/0!
40320 | 11.2 | #DIV/0! | #DIV/0!
40380 | 11.2167 | #DIV/0! | #DIV/0!
40440 | 11.2333 | #DIV/0! | #DIV/0!
40500 | 11.25 | #DIV/0! | #DIV/0!
40560 | 11.2667 | #DIV/0! | #DIV/0!
40620 | 11.2833 | #DIV/0! | #DIV/0!
40680 | 11.3 | #DIV/0! | #DIV/0!
40740 | 11.3167 | #DIV/0! | #DIV/0!
40800 | 11.3333 | #DIV/0! | #DIV/0!
40860 | 11.35 | #DIV/0! | #DIV/0!
40920 | 11.3667 | #DIV/0! | #DIV/0!
40980 | 11.3833 | #DIV/0! | #DIV/0!
41040 | 11.4 | #DIV/0! | #DIV/0!
41100 | 11.4167 | #DIV/0! | #DIV/0!
41160 | 11.4333 | #DIV/0! | #DIV/0!
41220 | 11.45 | #DIV/0! | #DIV/0!
41280 | 11.4667 | #DIV/0! | #DIV/0!
41340 | 11.4833 | #DIV/0! | #DIV/0!
41400 | 11.5 | #DIV/0! | #DIV/0!
41460 | 11.5167 | #DIV/0! | #DIV/0!
41520 | 11.5333 | #DIV/0! | #DIV/0!
41580 | 11.55 | #DIV/0! | #DIV/0!
41640 | 11.5667 | #DIV/0! | #DIV/0!
41700 | 11.5833 | #DIV/0! | #DIV/0!
41760 | 11.6 | #DIV/0! | #DIV/0!
41820 | 11.6167 | #DIV/0! | #DIV/0!
41880 | 11.6333 | #DIV/0! | #DIV/0!
41940 | 11.65 | #DIV/0! | #DIV/0!
42000 | 11.6667 | #DIV/0! | #DIV/0!
42060 | 11.6833 | #DIV/0! | #DIV/0!
42120 | 11.7 | #DIV/0! | #DIV/0!
42180 | 11.7167 | #DIV/0! | #DIV/0!
42240 | 11.7333 | #DIV/0! | #DIV/0!
42300 | 11.75 | #DIV/0! | #DIV/0!
42360 | 11.7667 | #DIV/0! | #DIV/0!
42420 | 11.7833 | #DIV/0! | #DIV/0!
42480 | 11.8 | #DIV/0! | #DIV/0!
42540 | 11.8167 | #DIV/0! | #DIV/0!
42600 | 11.8333 | #DIV/0! | #DIV/0!
42660 | 11.85 | #DIV/0! | #DIV/0!
42720 | 11.8667 | #DIV/0! | #DIV/0!
42780 | 11.8833 | #DIV/0! | #DIV/0!
42840 | 11.9 | #DIV/0! | #DIV/0!
42900 | 11.9167 | #DIV/0! | #DIV/0!
42960 | 11.9333 | #DIV/0! | #DIV/0!
43020 | 11.95 | #DIV/0! | #DIV/0!
43080 | 11.9667 | #DIV/0! | #DIV/0!
43140 | 11.9833 | #DIV/0! | #DIV/0!
43200 | 12 | #DIV/0! | #DIV/0!
43260 | 12.0167 | #DIV/0! | #DIV/0!
43320 | 12.0333 | #DIV/0! | #DIV/0!
43380 | 12.05 | #DIV/0! | #DIV/0!
43440 | 12.0667 | #DIV/0! | #DIV/0!
43500 | 12.0833 | #DIV/0! | #DIV/0!
43560 | 12.1 | #DIV/0! | #DIV/0!
43620 | 12.1167 | #DIV/0! | #DIV/0!
43680 | 12.1333 | #DIV/0! | #DIV/0!
43740 | 12.15 | #DIV/0! | #DIV/0!
43800 | 12.1667 | #DIV/0! | #DIV/0!
43860 | 12.1833 | #DIV/0! | #DIV/0!
43920 | 12.2 | #DIV/0! | #DIV/0!
43980 | 12.2167 | #DIV/0! | #DIV/0!
44040 | 12.2333 | #DIV/0! | #DIV/0!
44100 | 12.25 | #DIV/0! | #DIV/0!
44160 | 12.2667 | #DIV/0! | #DIV/0!
44220 | 12.2833 | #DIV/0! | #DIV/0!
44280 | 12.3 | #DIV/0! | #DIV/0!
44340 | 12.3167 | #DIV/0! | #DIV/0!
44400 | 12.3333 | #DIV/0! | #DIV/0!
44460 | 12.35 | #DIV/0! | #DIV/0!
44520 | 12.3667 | #DIV/0! | #DIV/0!
44580 | 12.3833 | #DIV/0! | #DIV/0!
44640 | 12.4 | #DIV/0! | #DIV/0!
44700 | 12.4167 | #DIV/0! | #DIV/0!
44760 | 12.4333 | #DIV/0! | #DIV/0!
44820 | 12.45 | #DIV/0! | #DIV/0!
44880 | 12.4667 | #DIV/0! | #DIV/0!
44940 | 12.4833 | #DIV/0! | #DIV/0!
45000 | 12.5 | #DIV/0! | #DIV/0!
45060 | 12.5167 | #DIV/0! | #DIV/0!
45120 | 12.5333 | #DIV/0! | #DIV/0!
45180 | 12.55 | #DIV/0! | #DIV/0!
45240 | 12.5667 | #DIV/0! | #DIV/0!
45300 | 12.5833 | #DIV/0! | #DIV/0!
45360 | 12.6 | #DIV/0! | #DIV/0!
45420 | 12.6167 | #DIV/0! | #DIV/0!
45480 | 12.6333 | #DIV/0! | #DIV/0!
45540 | 12.65 | #DIV/0! | #DIV/0!
45600 | 12.6667 | #DIV/0! | #DIV/0!
45660 | 12.6833 | #DIV/0! | #DIV/0!
45720 | 12.7 | #DIV/0! | #DIV/0!
45780 | 12.7167 | #DIV/0! | #DIV/0!
45840 | 12.7333 | #DIV/0! | #DIV/0!
45900 | 12.75 | #DIV/0! | #DIV/0!
45960 | 12.7667 | #DIV/0! | #DIV/0!
46020 | 12.7833 | #DIV/0! | #DIV/0!
46080 | 12.8 | #DIV/0! | #DIV/0!
46140 | 12.8167 | #DIV/0! | #DIV/0!
46200 | 12.8333 | #DIV/0! | #DIV/0!
46260 | 12.85 | #DIV/0! | #DIV/0!
46320 | 12.8667 | #DIV/0! | #DIV/0!
46380 | 12.8833 | #DIV/0! | #DIV/0!
46440 | 12.9 | #DIV/0! | #DIV/0!
46500 | 12.9167 | #DIV/0! | #DIV/0!
46560 | 12.9333 | #DIV/0! | #DIV/0!
46620 | 12.95 | #DIV/0! | #DIV/0!
46680 | 12.9667 | #DIV/0! | #DIV/0!
46740 | 12.9833 | #DIV/0! | #DIV/0!
46800 | 13 | #DIV/0! | #DIV/0!
46860 | 13.0167 | #DIV/0! | #DIV/0!
46920 | 13.0333 | #DIV/0! | #DIV/0!
46980 | 13.05 | #DIV/0! | #DIV/0!
47040 | 13.0667 | #DIV/0! | #DIV/0!
47100 | 13.0833 | #DIV/0! | #DIV/0!
47160 | 13.1 | #DIV/0! | #DIV/0!
47220 | 13.1167 | #DIV/0! | #DIV/0!
47280 | 13.1333 | #DIV/0! | #DIV/0!
47340 | 13.15 | #DIV/0! | #DIV/0!
47400 | 13.1667 | #DIV/0! | #DIV/0!
47460 | 13.1833 | #DIV/0! | #DIV/0!
47520 | 13.2 | #DIV/0! | #DIV/0!
47580 | 13.2167 | #DIV/0! | #DIV/0!
47640 | 13.2333 | #DIV/0! | #DIV/0!
47700 | 13.25 | #DIV/0! | #DIV/0!
47760 | 13.2667 | #DIV/0! | #DIV/0!
47820 | 13.2833 | #DIV/0! | #DIV/0!
47880 | 13.3 | #DIV/0! | #DIV/0!
47940 | 13.3167 | #DIV/0! | #DIV/0!
48000 | 13.3333 | #DIV/0! | #DIV/0!
48060 | 13.35 | #DIV/0! | #DIV/0!
48120 | 13.3667 | #DIV/0! | #DIV/0!
48180 | 13.3833 | #DIV/0! | #DIV/0!
48240 | 13.4 | #DIV/0! | #DIV/0!
48300 | 13.4167 | #DIV/0! | #DIV/0!
48360 | 13.4333 | #DIV/0! | #DIV/0!
48420 | 13.45 | #DIV/0! | #DIV/0!
48480 | 13.4667 | #DIV/0! | #DIV/0!
48540 | 13.4833 | #DIV/0! | #DIV/0!
48600 | 13.5 | #DIV/0! | #DIV/0!
48660 | 13.5167 | #DIV/0! | #DIV/0!
48720 | 13.5333 | #DIV/0! | #DIV/0!
48780 | 13.55 | #DIV/0! | #DIV/0!
48840 | 13.5667 | #DIV/0! | #DIV/0!
48900 | 13.5833 | #DIV/0! | #DIV/0!
48960 | 13.6 | #DIV/0! | #DIV/0!
49020 | 13.6167 | #DIV/0! | #DIV/0!
49080 | 13.6333 | #DIV/0! | #DIV/0!
49140 | 13.65 | #DIV/0! | #DIV/0!
49200 | 13.6667 | #DIV/0! | #DIV/0!
49260 | 13.6833 | #DIV/0! | #DIV/0!
49320 | 13.7 | #DIV/0! | #DIV/0!
49380 | 13.7167 | #DIV/0! | #DIV/0!
49440 | 13.7333 | #DIV/0! | #DIV/0!
49500 | 13.75 | #DIV/0! | #DIV/0!
49560 | 13.7667 | #DIV/0! | #DIV/0!
49620 | 13.7833 | #DIV/0! | #DIV/0!
49680 | 13.8 | #DIV/0! | #DIV/0!
49740 | 13.8167 | #DIV/0! | #DIV/0!
49800 | 13.8333 | #DIV/0! | #DIV/0!
49860 | 13.85 | #DIV/0! | #DIV/0!
49920 | 13.8667 | #DIV/0! | #DIV/0!
49980 | 13.8833 | #DIV/0! | #DIV/0!
50040 | 13.9 | #DIV/0! | #DIV/0!
50100 | 13.9167 | #DIV/0! | #DIV/0!
50160 | 13.9333 | #DIV/0! | #DIV/0!
50220 | 13.95 | #DIV/0! | #DIV/0!
50280 | 13.9667 | #DIV/0! | #DIV/0!
50340 | 13.9833 | #DIV/0! | #DIV/0!
50400 | 14 | #DIV/0! | #DIV/0!
50460 | 14.0167 | #DIV/0! | #DIV/0!
50520 | 14.0333 | #DIV/0! | #DIV/0!
50580 | 14.05 | #DIV/0! | #DIV/0!
50640 | 14.0667 | #DIV/0! | #DIV/0!
50700 | 14.0833 | #DIV/0! | #DIV/0!
50760 | 14.1 | #DIV/0! | #DIV/0!
50820 | 14.1167 | #DIV/0! | #DIV/0!
50880 | 14.1333 | #DIV/0! | #DIV/0!
50940 | 14.15 | #DIV/0! | #DIV/0!
51000 | 14.1667 | #DIV/0! | #DIV/0!
51060 | 14.1833 | #DIV/0! | #DIV/0!
51120 | 14.2 | #DIV/0! | #DIV/0!
51180 | 14.2167 | #DIV/0! | #DIV/0!
51240 | 14.2333 | #DIV/0! | #DIV/0!
51300 | 14.25 | #DIV/0! | #DIV/0!
51360 | 14.2667 | #DIV/0! | #DIV/0!
51420 | 14.2833 | #DIV/0! | #DIV/0!
51480 | 14.3 | #DIV/0! | #DIV/0!
51540 | 14.3167 | #DIV/0! | #DIV/0!
51600 | 14.3333 | #DIV/0! | #DIV/0!
51660 | 14.35 | #DIV/0! | #DIV/0!
51720 | 14.3667 | #DIV/0! | #DIV/0!
51780 | 14.3833 | #DIV/0! | #DIV/0!
51840 | 14.4 | #DIV/0! | #DIV/0!
51900 | 14.4167 | #DIV/0! | #DIV/0!
51960 | 14.4333 | #DIV/0! | #DIV/0!
52020 | 14.45 | #DIV/0! | #DIV/0!
52080 | 14.4667 | #DIV/0! | #DIV/0!
52140 | 14.4833 | #DIV/0! | #DIV/0!
52200 | 14.5 | #DIV/0! | #DIV/0!
52260 | 14.5167 | #DIV/0! | #DIV/0!
52320 | 14.5333 | #DIV/0! | #DIV/0!
52380 | 14.55 | #DIV/0! | #DIV/0!
52440 | 14.5667 | #DIV/0! | #DIV/0!
52500 | 14.5833 | #DIV/0! | #DIV/0!
52560 | 14.6 | #DIV/0! | #DIV/0!
52620 | 14.6167 | #DIV/0! | #DIV/0!
52680 | 14.6333 | #DIV/0! | #DIV/0!
52740 | 14.65 | #DIV/0! | #DIV/0!
52800 | 14.6667 | #DIV/0! | #DIV/0!
52860 | 14.6833 | #DIV/0! | #DIV/0!
52920 | 14.7 | #DIV/0! | #DIV/0!
52980 | 14.7167 | #DIV/0! | #DIV/0!
53040 | 14.7333 | #DIV/0! | #DIV/0!
53100 | 14.75 | #DIV/0! | #DIV/0!
53160 | 14.7667 | #DIV/0! | #DIV/0!
53220 | 14.7833 | #DIV/0! | #DIV/0!
53280 | 14.8 | #DIV/0! | #DIV/0!
53340 | 14.8167 | #DIV/0! | #DIV/0!
53400 | 14.8333 | #DIV/0! | #DIV/0!
53460 | 14.85 | #DIV/0! | #DIV/0!
53520 | 14.8667 | #DIV/0! | #DIV/0!
53580 | 14.8833 | #DIV/0! | #DIV/0!
53640 | 14.9 | #DIV/0! | #DIV/0!
53700 | 14.9167 | #DIV/0! | #DIV/0!
53760 | 14.9333 | #DIV/0! | #DIV/0!
53820 | 14.95 | #DIV/0! | #DIV/0!
53880 | 14.9667 | #DIV/0! | #DIV/0!
53940 | 14.9833 | #DIV/0! | #DIV/0!
54000 | 15 | #DIV/0! | #DIV/0!
54060 | 15.0167 | #DIV/0! | #DIV/0!
54120 | 15.0333 | #DIV/0! | #DIV/0!
54180 | 15.05 | #DIV/0! | #DIV/0!
54240 | 15.0667 | #DIV/0! | #DIV/0!
54300 | 15.0833 | #DIV/0! | #DIV/0!
54360 | 15.1 | #DIV/0! | #DIV/0!
54420 | 15.1167 | #DIV/0! | #DIV/0!
54480 | 15.1333 | #DIV/0! | #DIV/0!
54540 | 15.15 | #DIV/0! | #DIV/0!
54600 | 15.1667 | #DIV/0! | #DIV/0!
54660 | 15.1833 | #DIV/0! | #DIV/0!
54720 | 15.2 | #DIV/0! | #DIV/0!
54780 | 15.2167 | #DIV/0! | #DIV/0!
54840 | 15.2333 | #DIV/0! | #DIV/0!
54900 | 15.25 | #DIV/0! | #DIV/0!
54960 | 15.2667 | #DIV/0! | #DIV/0!
55020 | 15.2833 | #DIV/0! | #DIV/0!
55080 | 15.3 | #DIV/0! | #DIV/0!
55140 | 15.3167 | #DIV/0! | #DIV/0!
55200 | 15.3333 | #DIV/0! | #DIV/0!
55260 | 15.35 | #DIV/0! | #DIV/0!
55320 | 15.3667 | #DIV/0! | #DIV/0!
55380 | 15.3833 | #DIV/0! | #DIV/0!
55440 | 15.4 | #DIV/0! | #DIV/0!
55500 | 15.4167 | #DIV/0! | #DIV/0!
55560 | 15.4333 | #DIV/0! | #DIV/0!
55620 | 15.45 | #DIV/0! | #DIV/0!
55680 | 15.4667 | #DIV/0! | #DIV/0!
55740 | 15.4833 | #DIV/0! | #DIV/0!
55800 | 15.5 | #DIV/0! | #DIV/0!
55860 | 15.5167 | #DIV/0! | #DIV/0!
55920 | 15.5333 | #DIV/0! | #DIV/0!
55980 | 15.55 | #DIV/0! | #DIV/0!
56040 | 15.5667 | #DIV/0! | #DIV/0!
56100 | 15.5833 | #DIV/0! | #DIV/0!
56160 | 15.6 | #DIV/0! | #DIV/0!
56220 | 15.6167 | #DIV/0! | #DIV/0!
56280 | 15.6333 | #DIV/0! | #DIV/0!
56340 | 15.65 | #DIV/0! | #DIV/0!
56400 | 15.6667 | #DIV/0! | #DIV/0!
56460 | 15.6833 | #DIV/0! | #DIV/0!
56520 | 15.7 | #DIV/0! | #DIV/0!
56580 | 15.7167 | #DIV/0! | #DIV/0!
56640 | 15.7333 | #DIV/0! | #DIV/0!
56700 | 15.75 | #DIV/0! | #DIV/0!
56760 | 15.7667 | #DIV/0! | #DIV/0!
56820 | 15.7833 | #DIV/0! | #DIV/0!
56880 | 15.8 | #DIV/0! | #DIV/0!
56940 | 15.8167 | #DIV/0! | #DIV/0!
57000 | 15.8333 | #DIV/0! | #DIV/0!
57060 | 15.85 | #DIV/0! | #DIV/0!
57120 | 15.8667 | #DIV/0! | #DIV/0!
57180 | 15.8833 | #DIV/0! | #DIV/0!
57240 | 15.9 | #DIV/0! | #DIV/0!
57300 | 15.9167 | #DIV/0! | #DIV/0!
57360 | 15.9333 | #DIV/0! | #DIV/0!
57420 | 15.95 | #DIV/0! | #DIV/0!
57480 | 15.9667 | #DIV/0! | #DIV/0!
57540 | 15.9833 | #DIV/0! | #DIV/0!
57600 | 16 | #DIV/0! | #DIV/0!
57660 | 16.0167 | #DIV/0! | #DIV/0!
57720 | 16.0333 | #DIV/0! | #DIV/0!
57780 | 16.05 | #DIV/0! | #DIV/0!
57840 | 16.0667 | #DIV/0! | #DIV/0!
57900 | 16.0833 | #DIV/0! | #DIV/0!
57960 | 16.1 | #DIV/0! | #DIV/0!
58020 | 16.1167 | #DIV/0! | #DIV/0!
58080 | 16.1333 | #DIV/0! | #DIV/0!
58140 | 16.15 | #DIV/0! | #DIV/0!
58200 | 16.1667 | #DIV/0! | #DIV/0!
58260 | 16.1833 | #DIV/0! | #DIV/0!
58320 | 16.2 | #DIV/0! | #DIV/0!
58380 | 16.2167 | #DIV/0! | #DIV/0!
58440 | 16.2333 | #DIV/0! | #DIV/0!
58500 | 16.25 | #DIV/0! | #DIV/0!
58560 | 16.2667 | #DIV/0! | #DIV/0!
58620 | 16.2833 | #DIV/0! | #DIV/0!
58680 | 16.3 | #DIV/0! | #DIV/0!
58740 | 16.3167 | #DIV/0! | #DIV/0!
58800 | 16.3333 | #DIV/0! | #DIV/0!
58860 | 16.35 | #DIV/0! | #DIV/0!
58920 | 16.3667 | #DIV/0! | #DIV/0!
58980 | 16.3833 | #DIV/0! | #DIV/0!
59040 | 16.4 | #DIV/0! | #DIV/0!
59100 | 16.4167 | #DIV/0! | #DIV/0!
59160 | 16.4333 | #DIV/0! | #DIV/0!
59220 | 16.45 | #DIV/0! | #DIV/0!
59280 | 16.4667 | #DIV/0! | #DIV/0!
59340 | 16.4833 | #DIV/0! | #DIV/0!
59400 | 16.5 | #DIV/0! | #DIV/0!
59460 | 16.5167 | #DIV/0! | #DIV/0!
59520 | 16.5333 | #DIV/0! | #DIV/0!
59580 | 16.55 | #DIV/0! | #DIV/0!
59640 | 16.5667 | #DIV/0! | #DIV/0!
59700 | 16.5833 | #DIV/0! | #DIV/0!
59760 | 16.6 | #DIV/0! | #DIV/0!
59820 | 16.6167 | #DIV/0! | #DIV/0!
59880 | 16.6333 | #DIV/0! | #DIV/0!
59940 | 16.65 | #DIV/0! | #DIV/0!
60000 | 16.6667 | #DIV/0! | #DIV/0!
60060 | 16.6833 | #DIV/0! | #DIV/0!
60120 | 16.7 | #DIV/0! | #DIV/0!
60180 | 16.7167 | #DIV/0! | #DIV/0!
60240 | 16.7333 | #DIV/0! | #DIV/0!
60300 | 16.75 | #DIV/0! | #DIV/0!
60360 | 16.7667 | #DIV/0! | #DIV/0!
60420 | 16.7833 | #DIV/0! | #DIV/0!
60480 | 16.8 | #DIV/0! | #DIV/0!
60540 | 16.8167 | #DIV/0! | #DIV/0!
60600 | 16.8333 | #DIV/0! | #DIV/0!
60660 | 16.85 | #DIV/0! | #DIV/0!
60720 | 16.8667 | #DIV/0! | #DIV/0!
60780 | 16.8833 | #DIV/0! | #DIV/0!
60840 | 16.9 | #DIV/0! | #DIV/0!
60900 | 16.9167 | #DIV/0! | #DIV/0!
60960 | 16.9333 | #DIV/0! | #DIV/0!
61020 | 16.95 | #DIV/0! | #DIV/0!
61080 | 16.9667 | #DIV/0! | #DIV/0!
61140 | 16.9833 | #DIV/0! | #DIV/0!
61200 | 17 | #DIV/0! | #DIV/0!
61260 | 17.0167 | #DIV/0! | #DIV/0!
61320 | 17.0333 | #DIV/0! | #DIV/0!
61380 | 17.05 | #DIV/0! | #DIV/0!
61440 | 17.0667 | #DIV/0! | #DIV/0!
61500 | 17.0833 | #DIV/0! | #DIV/0!
61560 | 17.1 | #DIV/0! | #DIV/0!
61620 | 17.1167 | #DIV/0! | #DIV/0!
61680 | 17.1333 | #DIV/0! | #DIV/0!
61740 | 17.15 | #DIV/0! | #DIV/0!
61800 | 17.1667 | #DIV/0! | #DIV/0!
61860 | 17.1833 | #DIV/0! | #DIV/0!
61920 | 17.2 | #DIV/0! | #DIV/0!
61980 | 17.2167 | #DIV/0! | #DIV/0!
62040 | 17.2333 | #DIV/0! | #DIV/0!
62100 | 17.25 | #DIV/0! | #DIV/0!
62160 | 17.2667 | #DIV/0! | #DIV/0!
62220 | 17.2833 | #DIV/0! | #DIV/0!
62280 | 17.3 | #DIV/0! | #DIV/0!
62340 | 17.3167 | #DIV/0! | #DIV/0!
62400 | 17.3333 | #DIV/0! | #DIV/0!
62460 | 17.35 | #DIV/0! | #DIV/0!
62520 | 17.3667 | #DIV/0! | #DIV/0!
62580 | 17.3833 | #DIV/0! | #DIV/0!
62640 | 17.4 | #DIV/0! | #DIV/0!
62700 | 17.4167 | #DIV/0! | #DIV/0!
62760 | 17.4333 | #DIV/0! | #DIV/0!
62820 | 17.45 | #DIV/0! | #DIV/0!
62880 | 17.4667 | #DIV/0! | #DIV/0!
62940 | 17.4833 | #DIV/0! | #DIV/0!
63000 | 17.5 | #DIV/0! | #DIV/0!
63060 | 17.5167 | #DIV/0! | #DIV/0!
63120 | 17.5333 | #DIV/0! | #DIV/0!
63180 | 17.55 | #DIV/0! | #DIV/0!
63240 | 17.5667 | #DIV/0! | #DIV/0!
63300 | 17.5833 | #DIV/0! | #DIV/0!
63360 | 17.6 | #DIV/0! | #DIV/0!
63420 | 17.6167 | #DIV/0! | #DIV/0!
63480 | 17.6333 | #DIV/0! | #DIV/0!
63540 | 17.65 | #DIV/0! | #DIV/0!
63600 | 17.6667 | #DIV/0! | #DIV/0!
63660 | 17.6833 | #DIV/0! | #DIV/0!
63720 | 17.7 | #DIV/0! | #DIV/0!
63780 | 17.7167 | #DIV/0! | #DIV/0!
63840 | 17.7333 | #DIV/0! | #DIV/0!
63900 | 17.75 | #DIV/0! | #DIV/0!
63960 | 17.7667 | #DIV/0! | #DIV/0!
64020 | 17.7833 | #DIV/0! | #DIV/0!
64080 | 17.8 | #DIV/0! | #DIV/0!
64140 | 17.8167 | #DIV/0! | #DIV/0!
64200 | 17.8333 | #DIV/0! | #DIV/0!
64260 | 17.85 | #DIV/0! | #DIV/0!
64320 | 17.8667 | #DIV/0! | #DIV/0!
64380 | 17.8833 | #DIV/0! | #DIV/0!
64440 | 17.9 | #DIV/0! | #DIV/0!
64500 | 17.9167 | #DIV/0! | #DIV/0!
64560 | 17.9333 | #DIV/0! | #DIV/0!
64620 | 17.95 | #DIV/0! | #DIV/0!
64680 | 17.9667 | #DIV/0! | #DIV/0!
64740 | 17.9833 | #DIV/0! | #DIV/0!
64800 | 18 | #DIV/0! | #DIV/0!
64860 | 18.0167 | #DIV/0! | #DIV/0!
64920 | 18.0333 | #DIV/0! | #DIV/0!
64980 | 18.05 | #DIV/0! | #DIV/0!
65040 | 18.0667 | #DIV/0! | #DIV/0!
65100 | 18.0833 | #DIV/0! | #DIV/0!
65160 | 18.1 | #DIV/0! | #DIV/0!
65220 | 18.1167 | #DIV/0! | #DIV/0!
65280 | 18.1333 | #DIV/0! | #DIV/0!
65340 | 18.15 | #DIV/0! | #DIV/0!
65400 | 18.1667 | #DIV/0! | #DIV/0!
65460 | 18.1833 | #DIV/0! | #DIV/0!
65520 | 18.2 | #DIV/0! | #DIV/0!
65580 | 18.2167 | #DIV/0! | #DIV/0!
65640 | 18.2333 | #DIV/0! | #DIV/0!
65700 | 18.25 | #DIV/0! | #DIV/0!
65760 | 18.2667 | #DIV/0! | #DIV/0!
65820 | 18.2833 | #DIV/0! | #DIV/0!
65880 | 18.3 | #DIV/0! | #DIV/0!
65940 | 18.3167 | #DIV/0! | #DIV/0!
66000 | 18.3333 | #DIV/0! | #DIV/0!
66060 | 18.35 | #DIV/0! | #DIV/0!
66120 | 18.3667 | #DIV/0! | #DIV/0!
66180 | 18.3833 | #DIV/0! | #DIV/0!
66240 | 18.4 | #DIV/0! | #DIV/0!
66300 | 18.4167 | #DIV/0! | #DIV/0!
66360 | 18.4333 | #DIV/0! | #DIV/0!
66420 | 18.45 | #DIV/0! | #DIV/0!
66480 | 18.4667 | #DIV/0! | #DIV/0!
66540 | 18.4833 | #DIV/0! | #DIV/0!
66600 | 18.5 | #DIV/0! | #DIV/0!
66660 | 18.5167 | #DIV/0! | #DIV/0!
66720 | 18.5333 | #DIV/0! | #DIV/0!
66780 | 18.55 | #DIV/0! | #DIV/0!
66840 | 18.5667 | #DIV/0! | #DIV/0!
66900 | 18.5833 | #DIV/0! | #DIV/0!
66960 | 18.6 | #DIV/0! | #DIV/0!
67020 | 18.6167 | #DIV/0! | #DIV/0!
67080 | 18.6333 | #DIV/0! | #DIV/0!
67140 | 18.65 | #DIV/0! | #DIV/0!
67200 | 18.6667 | #DIV/0! | #DIV/0!
67260 | 18.6833 | #DIV/0! | #DIV/0!
67320 | 18.7 | #DIV/0! | #DIV/0!
67380 | 18.7167 | #DIV/0! | #DIV/0!
67440 | 18.7333 | #DIV/0! | #DIV/0!
67500 | 18.75 | #DIV/0! | #DIV/0!
67560 | 18.7667 | #DIV/0! | #DIV/0!
67620 | 18.7833 | #DIV/0! | #DIV/0!
67680 | 18.8 | #DIV/0! | #DIV/0!
67740 | 18.8167 | #DIV/0! | #DIV/0!
67800 | 18.8333 | #DIV/0! | #DIV/0!
67860 | 18.85 | #DIV/0! | #DIV/0!
67920 | 18.8667 | #DIV/0! | #DIV/0!
67980 | 18.8833 | #DIV/0! | #DIV/0!
68040 | 18.9 | #DIV/0! | #DIV/0!
68100 | 18.9167 | #DIV/0! | #DIV/0!
68160 | 18.9333 | #DIV/0! | #DIV/0!
68220 | 18.95 | #DIV/0! | #DIV/0!
68280 | 18.9667 | #DIV/0! | #DIV/0!
68340 | 18.9833 | #DIV/0! | #DIV/0!
68400 | 19 | #DIV/0! | #DIV/0!
68460 | 19.0167 | #DIV/0! | #DIV/0!
68520 | 19.0333 | #DIV/0! | #DIV/0!
68580 | 19.05 | #DIV/0! | #DIV/0!
68640 | 19.0667 | #DIV/0! | #DIV/0!
68700 | 19.0833 | #DIV/0! | #DIV/0!
68760 | 19.1 | #DIV/0! | #DIV/0!
68820 | 19.1167 | #DIV/0! | #DIV/0!
68880 | 19.1333 | #DIV/0! | #DIV/0!
68940 | 19.15 | #DIV/0! | #DIV/0!
69000 | 19.1667 | #DIV/0! | #DIV/0!
69060 | 19.1833 | #DIV/0! | #DIV/0!
69120 | 19.2 | #DIV/0! | #DIV/0!
69180 | 19.2167 | #DIV/0! | #DIV/0!
69240 | 19.2333 | #DIV/0! | #DIV/0!
69300 | 19.25 | #DIV/0! | #DIV/0!
69360 | 19.2667 | #DIV/0! | #DIV/0!
69420 | 19.2833 | #DIV/0! | #DIV/0!
69480 | 19.3 | #DIV/0! | #DIV/0!
69540 | 19.3167 | #DIV/0! | #DIV/0!
69600 | 19.3333 | #DIV/0! | #DIV/0!
69660 | 19.35 | #DIV/0! | #DIV/0!
69720 | 19.3667 | #DIV/0! | #DIV/0!
69780 | 19.3833 | #DIV/0! | #DIV/0!
69840 | 19.4 | #DIV/0! | #DIV/0!
69900 | 19.4167 | #DIV/0! | #DIV/0!
69960 | 19.4333 | #DIV/0! | #DIV/0!
70020 | 19.45 | #DIV/0! | #DIV/0!
70080 | 19.4667 | #DIV/0! | #DIV/0!
70140 | 19.4833 | #DIV/0! | #DIV/0!
70200 | 19.5 | #DIV/0! | #DIV/0!
70260 | 19.5167 | #DIV/0! | #DIV/0!
70320 | 19.5333 | #DIV/0! | #DIV/0!
70380 | 19.55 | #DIV/0! | #DIV/0!
70440 | 19.5667 | #DIV/0! | #DIV/0!
70500 | 19.5833 | #DIV/0! | #DIV/0!
70560 | 19.6 | #DIV/0! | #DIV/0!
70620 | 19.6167 | #DIV/0! | #DIV/0!
70680 | 19.6333 | #DIV/0! | #DIV/0!
70740 | 19.65 | #DIV/0! | #DIV/0!
70800 | 19.6667 | #DIV/0! | #DIV/0!
70860 | 19.6833 | #DIV/0! | #DIV/0!
70920 | 19.7 | #DIV/0! | #DIV/0!
70980 | 19.7167 | #DIV/0! | #DIV/0!
71040 | 19.7333 | #DIV/0! | #DIV/0!
71100 | 19.75 | #DIV/0! | #DIV/0!
71160 | 19.7667 | #DIV/0! | #DIV/0!
71220 | 19.7833 | #DIV/0! | #DIV/0!
71280 | 19.8 | #DIV/0! | #DIV/0!
71340 | 19.8167 | #DIV/0! | #DIV/0!
71400 | 19.8333 | #DIV/0! | #DIV/0!
71460 | 19.85 | #DIV/0! | #DIV/0!
71520 | 19.8667 | #DIV/0! | #DIV/0!
71580 | 19.8833 | #DIV/0! | #DIV/0!
71640 | 19.9 | #DIV/0! | #DIV/0!
71700 | 19.9167 | #DIV/0! | #DIV/0!
71760 | 19.9333 | #DIV/0! | #DIV/0!
71820 | 19.95 | #DIV/0! | #DIV/0!
71880 | 19.9667 | #DIV/0! | #DIV/0!
71940 | 19.9833 | #DIV/0! | #DIV/0!
72000 | 20 | #DIV/0! | #DIV/0!
72060 | 20.0167 | #DIV/0! | #DIV/0!
72120 | 20.0333 | #DIV/0! | #DIV/0!
72180 | 20.05 | #DIV/0! | #DIV/0!
72240 | 20.0667 | #DIV/0! | #DIV/0!
72300 | 20.0833 | #DIV/0! | #DIV/0!
72360 | 20.1 | #DIV/0! | #DIV/0!
72420 | 20.1167 | #DIV/0! | #DIV/0!
72480 | 20.1333 | #DIV/0! | #DIV/0!
72540 | 20.15 | #DIV/0! | #DIV/0!
72600 | 20.1667 | #DIV/0! | #DIV/0!
72660 | 20.1833 | #DIV/0! | #DIV/0!
72720 | 20.2 | #DIV/0! | #DIV/0!
72780 | 20.2167 | #DIV/0! | #DIV/0!
72840 | 20.2333 | #DIV/0! | #DIV/0!
72900 | 20.25 | #DIV/0! | #DIV/0!
72960 | 20.2667 | #DIV/0! | #DIV/0!
73020 | 20.2833 | #DIV/0! | #DIV/0!
73080 | 20.3 | #DIV/0! | #DIV/0!
73140 | 20.3167 | #DIV/0! | #DIV/0!
73200 | 20.3333 | #DIV/0! | #DIV/0!
73260 | 20.35 | #DIV/0! | #DIV/0!
73320 | 20.3667 | #DIV/0! | #DIV/0!
73380 | 20.3833 | #DIV/0! | #DIV/0!
73440 | 20.4 | #DIV/0! | #DIV/0!
73500 | 20.4167 | #DIV/0! | #DIV/0!
73560 | 20.4333 | #DIV/0! | #DIV/0!
73620 | 20.45 | #DIV/0! | #DIV/0!
73680 | 20.4667 | #DIV/0! | #DIV/0!
73740 | 20.4833 | #DIV/0! | #DIV/0!
73800 | 20.5 | #DIV/0! | #DIV/0!
73860 | 20.5167 | #DIV/0! | #DIV/0!
73920 | 20.5333 | #DIV/0! | #DIV/0!
73980 | 20.55 | #DIV/0! | #DIV/0!
74040 | 20.5667 | #DIV/0! | #DIV/0!
74100 | 20.5833 | #DIV/0! | #DIV/0!
74160 | 20.6 | #DIV/0! | #DIV/0!
74220 | 20.6167 | #DIV/0! | #DIV/0!
74280 | 20.6333 | #DIV/0! | #DIV/0!
74340 | 20.65 | #DIV/0! | #DIV/0!
74400 | 20.6667 | #DIV/0! | #DIV/0!
74460 | 20.6833 | #DIV/0! | #DIV/0!
74520 | 20.7 | #DIV/0! | #DIV/0!
74580 | 20.7167 | #DIV/0! | #DIV/0!
74640 | 20.7333 | #DIV/0! | #DIV/0!
74700 | 20.75 | #DIV/0! | #DIV/0!
74760 | 20.7667 | #DIV/0! | #DIV/0!
74820 | 20.7833 | #DIV/0! | #DIV/0!
74880 | 20.8 | #DIV/0! | #DIV/0!
74940 | 20.8167 | #DIV/0! | #DIV/0!
75000 | 20.8333 | #DIV/0! | #DIV/0!
75060 | 20.85 | #DIV/0! | #DIV/0!
75120 | 20.8667 | #DIV/0! | #DIV/0!
75180 | 20.8833 | #DIV/0! | #DIV/0!
75240 | 20.9 | #DIV/0! | #DIV/0!
75300 | 20.9167 | #DIV/0! | #DIV/0!
75360 | 20.9333 | #DIV/0! | #DIV/0!
75420 | 20.95 | #DIV/0! | #DIV/0!
75480 | 20.9667 | #DIV/0! | #DIV/0!
75540 | 20.9833 | #DIV/0! | #DIV/0!
75600 | 21 | #DIV/0! | #DIV/0!
75660 | 21.0167 | #DIV/0! | #DIV/0!
75720 | 21.0333 | #DIV/0! | #DIV/0!
75780 | 21.05 | #DIV/0! | #DIV/0!
75840 | 21.0667 | #DIV/0! | #DIV/0!
75900 | 21.0833 | #DIV/0! | #DIV/0!
75960 | 21.1 | #DIV/0! | #DIV/0!
76020 | 21.1167 | #DIV/0! | #DIV/0!
76080 | 21.1333 | #DIV/0! | #DIV/0!
76140 | 21.15 | #DIV/0! | #DIV/0!
76200 | 21.1667 | #DIV/0! | #DIV/0!
76260 | 21.1833 | #DIV/0! | #DIV/0!
76320 | 21.2 | #DIV/0! | #DIV/0!
76380 | 21.2167 | #DIV/0! | #DIV/0!
76440 | 21.2333 | #DIV/0! | #DIV/0!
76500 | 21.25 | #DIV/0! | #DIV/0!
76560 | 21.2667 | #DIV/0! | #DIV/0!
76620 | 21.2833 | #DIV/0! | #DIV/0!
76680 | 21.3 | #DIV/0! | #DIV/0!
76740 | 21.3167 | #DIV/0! | #DIV/0!
76800 | 21.3333 | #DIV/0! | #DIV/0!
76860 | 21.35 | #DIV/0! | #DIV/0!
76920 | 21.3667 | #DIV/0! | #DIV/0!
76980 | 21.3833 | #DIV/0! | #DIV/0!
77040 | 21.4 | #DIV/0! | #DIV/0!
77100 | 21.4167 | #DIV/0! | #DIV/0!
77160 | 21.4333 | #DIV/0! | #DIV/0!
77220 | 21.45 | #DIV/0! | #DIV/0!
77280 | 21.4667 | #DIV/0! | #DIV/0!
77340 | 21.4833 | #DIV/0! | #DIV/0!
77400 | 21.5 | #DIV/0! | #DIV/0!
77460 | 21.5167 | #DIV/0! | #DIV/0!
77520 | 21.5333 | #DIV/0! | #DIV/0!
77580 | 21.55 | #DIV/0! | #DIV/0!
77640 | 21.5667 | #DIV/0! | #DIV/0!
77700 | 21.5833 | #DIV/0! | #DIV/0!
77760 | 21.6 | #DIV/0! | #DIV/0!
77820 | 21.6167 | #DIV/0! | #DIV/0!
77880 | 21.6333 | #DIV/0! | #DIV/0!
77940 | 21.65 | #DIV/0! | #DIV/0!
78000 | 21.6667 | #DIV/0! | #DIV/0!
78060 | 21.6833 | #DIV/0! | #DIV/0!
78120 | 21.7 | #DIV/0! | #DIV/0!
78180 | 21.7167 | #DIV/0! | #DIV/0!
78240 | 21.7333 | #DIV/0! | #DIV/0!
78300 | 21.75 | #DIV/0! | #DIV/0!
78360 | 21.7667 | #DIV/0! | #DIV/0!
78420 | 21.7833 | #DIV/0! | #DIV/0!
78480 | 21.8 | #DIV/0! | #DIV/0!
78540 | 21.8167 | #DIV/0! | #DIV/0!
78600 | 21.8333 | #DIV/0! | #DIV/0!
78660 | 21.85 | #DIV/0! | #DIV/0!
78720 | 21.8667 | #DIV/0! | #DIV/0!
78780 | 21.8833 | #DIV/0! | #DIV/0!
78840 | 21.9 | #DIV/0! | #DIV/0!
78900 | 21.9167 | #DIV/0! | #DIV/0!
78960 | 21.9333 | #DIV/0! | #DIV/0!
79020 | 21.95 | #DIV/0! | #DIV/0!
79080 | 21.9667 | #DIV/0! | #DIV/0!
79140 | 21.9833 | #DIV/0! | #DIV/0!
79200 | 22 | #DIV/0! | #DIV/0!
79260 | 22.0167 | #DIV/0! | #DIV/0!
79320 | 22.0333 | #DIV/0! | #DIV/0!
79380 | 22.05 | #DIV/0! | #DIV/0!
79440 | 22.0667 | #DIV/0! | #DIV/0!
79500 | 22.0833 | #DIV/0! | #DIV/0!
79560 | 22.1 | #DIV/0! | #DIV/0!
79620 | 22.1167 | #DIV/0! | #DIV/0!
79680 | 22.1333 | #DIV/0! | #DIV/0!
79740 | 22.15 | #DIV/0! | #DIV/0!
79800 | 22.1667 | #DIV/0! | #DIV/0!
79860 | 22.1833 | #DIV/0! | #DIV/0!
79920 | 22.2 | #DIV/0! | #DIV/0!
79980 | 22.2167 | #DIV/0! | #DIV/0!
80040 | 22.2333 | #DIV/0! | #DIV/0!
80100 | 22.25 | #DIV/0! | #DIV/0!
80160 | 22.2667 | #DIV/0! | #DIV/0!
80220 | 22.2833 | #DIV/0! | #DIV/0!
80280 | 22.3 | #DIV/0! | #DIV/0!
80340 | 22.3167 | #DIV/0! | #DIV/0!
80400 | 22.3333 | #DIV/0! | #DIV/0!
80460 | 22.35 | #DIV/0! | #DIV/0!
80520 | 22.3667 | #DIV/0! | #DIV/0!
80580 | 22.3833 | #DIV/0! | #DIV/0!
80640 | 22.4 | #DIV/0! | #DIV/0!
80700 | 22.4167 | #DIV/0! | #DIV/0!
80760 | 22.4333 | #DIV/0! | #DIV/0!
80820 | 22.45 | #DIV/0! | #DIV/0!
80880 | 22.4667 | #DIV/0! | #DIV/0!
80940 | 22.4833 | #DIV/0! | #DIV/0!
81000 | 22.5 | #DIV/0! | #DIV/0!
81060 | 22.5167 | #DIV/0! | #DIV/0!
81120 | 22.5333 | #DIV/0! | #DIV/0!
81180 | 22.55 | #DIV/0! | #DIV/0!
81240 | 22.5667 | #DIV/0! | #DIV/0!
81300 | 22.5833 | #DIV/0! | #DIV/0!
81360 | 22.6 | #DIV/0! | #DIV/0!
81420 | 22.6167 | #DIV/0! | #DIV/0!
81480 | 22.6333 | #DIV/0! | #DIV/0!
81540 | 22.65 | #DIV/0! | #DIV/0!
81600 | 22.6667 | #DIV/0! | #DIV/0!
81660 | 22.6833 | #DIV/0! | #DIV/0!
81720 | 22.7 | #DIV/0! | #DIV/0!
81780 | 22.7167 | #DIV/0! | #DIV/0!
81840 | 22.7333 | #DIV/0! | #DIV/0!
81900 | 22.75 | #DIV/0! | #DIV/0!
81960 | 22.7667 | #DIV/0! | #DIV/0!
82020 | 22.7833 | #DIV/0! | #DIV/0!
82080 | 22.8 | #DIV/0! | #DIV/0!
82140 | 22.8167 | #DIV/0! | #DIV/0!
82200 | 22.8333 | #DIV/0! | #DIV/0!
82260 | 22.85 | #DIV/0! | #DIV/0!
82320 | 22.8667 | #DIV/0! | #DIV/0!
82380 | 22.8833 | #DIV/0! | #DIV/0!
82440 | 22.9 | #DIV/0! | #DIV/0!
82500 | 22.9167 | #DIV/0! | #DIV/0!
82560 | 22.9333 | #DIV/0! | #DIV/0!
82620 | 22.95 | #DIV/0! | #DIV/0!
82680 | 22.9667 | #DIV/0! | #DIV/0!
82740 | 22.9833 | #DIV/0! | #DIV/0!
82800 | 23 | #DIV/0! | #DIV/0!
82860 | 23.0167 | #DIV/0! | #DIV/0!
82920 | 23.0333 | #DIV/0! | #DIV/0!
82980 | 23.05 | #DIV/0! | #DIV/0!
83040 | 23.0667 | #DIV/0! | #DIV/0!
83100 | 23.0833 | #DIV/0! | #DIV/0!
83160 | 23.1 | #DIV/0! | #DIV/0!
83220 | 23.1167 | #DIV/0! | #DIV/0!
83280 | 23.1333 | #DIV/0! | #DIV/0!
83340 | 23.15 | #DIV/0! | #DIV/0!
83400 | 23.1667 | #DIV/0! | #DIV/0!
83460 | 23.1833 | #DIV/0! | #DIV/0!
83520 | 23.2 | #DIV/0! | #DIV/0!
83580 | 23.2167 | #DIV/0! | #DIV/0!
83640 | 23.2333 | #DIV/0! | #DIV/0!
83700 | 23.25 | #DIV/0! | #DIV/0!
83760 | 23.2667 | #DIV/0! | #DIV/0!
83820 | 23.2833 | #DIV/0! | #DIV/0!
83880 | 23.3 | #DIV/0! | #DIV/0!
83940 | 23.3167 | #DIV/0! | #DIV/0!
84000 | 23.3333 | #DIV/0! | #DIV/0!
84060 | 23.35 | #DIV/0! | #DIV/0!
84120 | 23.3667 | #DIV/0! | #DIV/0!
84180 | 23.3833 | #DIV/0! | #DIV/0!
84240 | 23.4 | #DIV/0! | #DIV/0!
84300 | 23.4167 | #DIV/0! | #DIV/0!
84360 | 23.4333 | #DIV/0! | #DIV/0!
84420 | 23.45 | #DIV/0! | #DIV/0!
84480 | 23.4667 | #DIV/0! | #DIV/0!
84540 | 23.4833 | #DIV/0! | #DIV/0!
84600 | 23.5 | #DIV/0! | #DIV/0!
84660 | 23.5167 | #DIV/0! | #DIV/0!
84720 | 23.5333 | #DIV/0! | #DIV/0!
84780 | 23.55 | #DIV/0! | #DIV/0!
84840 | 23.5667 | #DIV/0! | #DIV/0!
84900 | 23.5833 | #DIV/0! | #DIV/0!
84960 | 23.6 | #DIV/0! | #DIV/0!
85020 | 23.6167 | #DIV/0! | #DIV/0!
85080 | 23.6333 | #DIV/0! | #DIV/0!
85140 | 23.65 | #DIV/0! | #DIV/0!
85200 | 23.6667 | #DIV/0! | #DIV/0!
85260 | 23.6833 | #DIV/0! | #DIV/0!
85320 | 23.7 | #DIV/0! | #DIV/0!
85380 | 23.7167 | #DIV/0! | #DIV/0!
85440 | 23.7333 | #DIV/0! | #DIV/0!
85500 | 23.75 | #DIV/0! | #DIV/0!
85560 | 23.7667 | #DIV/0! | #DIV/0!
85620 | 23.7833 | #DIV/0! | #DIV/0!
85680 | 23.8 | #DIV/0! | #DIV/0!
85740 | 23.8167 | #DIV/0! | #DIV/0!
85800 | 23.8333 | #DIV/0! | #DIV/0!
85860 | 23.85 | #DIV/0! | #DIV/0!
85920 | 23.8667 | #DIV/0! | #DIV/0!
85980 | 23.8833 | #DIV/0! | #DIV/0!
86040 | 23.9 | #DIV/0! | #DIV/0!
86100 | 23.9167 | #DIV/0! | #DIV/0!
86160 | 23.9333 | #DIV/0! | #DIV/0!
86220 | 23.95 | #DIV/0! | #DIV/0!
86280 | 23.9667 | #DIV/0! | #DIV/0!
86340 | 23.9833 | #DIV/0! | #DIV/0!
86400 | 24 | #DIV/0! | #DIV/0!
86460 | 24.0167 | #DIV/0! | #DIV/0!
86520 | 24.0333 | #DIV/0! | #DIV/0!
86580 | 24.05 | #DIV/0! | #DIV/0!
86640 | 24.0667 | #DIV/0! | #DIV/0!
86700 | 24.0833 | #DIV/0! | #DIV/0!
86760 | 24.1 | #DIV/0! | #DIV/0!
86820 | 24.1167 | #DIV/0! | #DIV/0!
86880 | 24.1333 | #DIV/0! | #DIV/0!
86940 | 24.15 | #DIV/0! | #DIV/0!
87000 | 24.1667 | #DIV/0! | #DIV/0!
87060 | 24.1833 | #DIV/0! | #DIV/0!
87120 | 24.2 | #DIV/0! | #DIV/0!
87180 | 24.2167 | #DIV/0! | #DIV/0!
87240 | 24.2333 | #DIV/0! | #DIV/0!
87300 | 24.25 | #DIV/0! | #DIV/0!
87360 | 24.2667 | #DIV/0! | #DIV/0!
87420 | 24.2833 | #DIV/0! | #DIV/0!
87480 | 24.3 | #DIV/0! | #DIV/0!
87540 | 24.3167 | #DIV/0! | #DIV/0!
87600 | 24.3333 | #DIV/0! | #DIV/0!
87660 | 24.35 | #DIV/0! | #DIV/0!
87720 | 24.3667 | #DIV/0! | #DIV/0!
87780 | 24.3833 | #DIV/0! | #DIV/0!
87840 | 24.4 | #DIV/0! | #DIV/0!
87900 | 24.4167 | #DIV/0! | #DIV/0!
87960 | 24.4333 | #DIV/0! | #DIV/0!
88020 | 24.45 | #DIV/0! | #DIV/0!
88080 | 24.4667 | #DIV/0! | #DIV/0!
88140 | 24.4833 | #DIV/0! | #DIV/0!
88200 | 24.5 | #DIV/0! | #DIV/0!
88260 | 24.5167 | #DIV/0! | #DIV/0!
88320 | 24.5333 | #DIV/0! | #DIV/0!
88380 | 24.55 | #DIV/0! | #DIV/0!
88440 | 24.5667 | #DIV/0! | #DIV/0!
88500 | 24.5833 | #DIV/0! | #DIV/0!
88560 | 24.6 | #DIV/0! | #DIV/0!
88620 | 24.6167 | #DIV/0! | #DIV/0!
88680 | 24.6333 | #DIV/0! | #DIV/0!
88740 | 24.65 | #DIV/0! | #DIV/0!
88800 | 24.6667 | #DIV/0! | #DIV/0!
88860 | 24.6833 | #DIV/0! | #DIV/0!
88920 | 24.7 | #DIV/0! | #DIV/0!
88980 | 24.7167 | #DIV/0! | #DIV/0!
89040 | 24.7333 | #DIV/0! | #DIV/0!
89100 | 24.75 | #DIV/0! | #DIV/0!
89160 | 24.7667 | #DIV/0! | #DIV/0!
89220 | 24.7833 | #DIV/0! | #DIV/0!
89280 | 24.8 | #DIV/0! | #DIV/0!
89340 | 24.8167 | #DIV/0! | #DIV/0!
89400 | 24.8333 | #DIV/0! | #DIV/0!
89460 | 24.85 | #DIV/0! | #DIV/0!
89520 | 24.8667 | #DIV/0! | #DIV/0!
89580 | 24.8833 | #DIV/0! | #DIV/0!
89640 | 24.9 | #DIV/0! | #DIV/0!
89700 | 24.9167 | #DIV/0! | #DIV/0!
89760 | 24.9333 | #DIV/0! | #DIV/0!
89820 | 24.95 | #DIV/0! | #DIV/0!
89880 | 24.9667 | #DIV/0! | #DIV/0!
89940 | 24.9833 | #DIV/0! | #DIV/0!
90000 | 25 | #DIV/0! | #DIV/0!
90060 | 25.0167 | #DIV/0! | #DIV/0!
90120 | 25.0333 | #DIV/0! | #DIV/0!
90180 | 25.05 | #DIV/0! | #DIV/0!
90240 | 25.0667 | #DIV/0! | #DIV/0!
90300 | 25.0833 | #DIV/0! | #DIV/0!
90360 | 25.1 | #DIV/0! | #DIV/0!
90420 | 25.1167 | #DIV/0! | #DIV/0!
90480 | 25.1333 | #DIV/0! | #DIV/0!
90540 | 25.15 | #DIV/0! | #DIV/0!
90600 | 25.1667 | #DIV/0! | #DIV/0!
90660 | 25.1833 | #DIV/0! | #DIV/0!
90720 | 25.2 | #DIV/0! | #DIV/0!
90780 | 25.2167 | #DIV/0! | #DIV/0!
90840 | 25.2333 | #DIV/0! | #DIV/0!
90900 | 25.25 | #DIV/0! | #DIV/0!
90960 | 25.2667 | #DIV/0! | #DIV/0!
91020 | 25.2833 | #DIV/0! | #DIV/0!
91080 | 25.3 | #DIV/0! | #DIV/0!
91140 | 25.3167 | #DIV/0! | #DIV/0!
91200 | 25.3333 | #DIV/0! | #DIV/0!
91260 | 25.35 | #DIV/0! | #DIV/0!
91320 | 25.3667 | #DIV/0! | #DIV/0!
91380 | 25.3833 | #DIV/0! | #DIV/0!
91440 | 25.4 | #DIV/0! | #DIV/0!
91500 | 25.4167 | #DIV/0! | #DIV/0!
91560 | 25.4333 | #DIV/0! | #DIV/0!
91620 | 25.45 | #DIV/0! | #DIV/0!
91680 | 25.4667 | #DIV/0! | #DIV/0!
91740 | 25.4833 | #DIV/0! | #DIV/0!
91800 | 25.5 | #DIV/0! | #DIV/0!
91860 | 25.5167 | #DIV/0! | #DIV/0!
91920 | 25.5333 | #DIV/0! | #DIV/0!
91980 | 25.55 | #DIV/0! | #DIV/0!
92040 | 25.5667 | #DIV/0! | #DIV/0!
92100 | 25.5833 | #DIV/0! | #DIV/0!
92160 | 25.6 | #DIV/0! | #DIV/0!
92220 | 25.6167 | #DIV/0! | #DIV/0!
92280 | 25.6333 | #DIV/0! | #DIV/0!
92340 | 25.65 | #DIV/0! | #DIV/0!
92400 | 25.6667 | #DIV/0! | #DIV/0!
92460 | 25.6833 | #DIV/0! | #DIV/0!
92520 | 25.7 | #DIV/0! | #DIV/0!
92580 | 25.7167 | #DIV/0! | #DIV/0!
92640 | 25.7333 | #DIV/0! | #DIV/0!
92700 | 25.75 | #DIV/0! | #DIV/0!
92760 | 25.7667 | #DIV/0! | #DIV/0!
92820 | 25.7833 | #DIV/0! | #DIV/0!
92880 | 25.8 | #DIV/0! | #DIV/0!
92940 | 25.8167 | #DIV/0! | #DIV/0!
93000 | 25.8333 | #DIV/0! | #DIV/0!
93060 | 25.85 | #DIV/0! | #DIV/0!
93120 | 25.8667 | #DIV/0! | #DIV/0!
93180 | 25.8833 | #DIV/0! | #DIV/0!
93240 | 25.9 | #DIV/0! | #DIV/0!
93300 | 25.9167 | #DIV/0! | #DIV/0!
93360 | 25.9333 | #DIV/0! | #DIV/0!
93420 | 25.95 | #DIV/0! | #DIV/0!
93480 | 25.9667 | #DIV/0! | #DIV/0!
93540 | 25.9833 | #DIV/0! | #DIV/0!
93600 | 26 | #DIV/0! | #DIV/0!
93660 | 26.0167 | #DIV/0! | #DIV/0!
93720 | 26.0333 | #DIV/0! | #DIV/0!
93780 | 26.05 | #DIV/0! | #DIV/0!
93840 | 26.0667 | #DIV/0! | #DIV/0!
93900 | 26.0833 | #DIV/0! | #DIV/0!
93960 | 26.1 | #DIV/0! | #DIV/0!
94020 | 26.1167 | #DIV/0! | #DIV/0!
94080 | 26.1333 | #DIV/0! | #DIV/0!
94140 | 26.15 | #DIV/0! | #DIV/0!
94200 | 26.1667 | #DIV/0! | #DIV/0!
94260 | 26.1833 | #DIV/0! | #DIV/0!
94320 | 26.2 | #DIV/0! | #DIV/0!
94380 | 26.2167 | #DIV/0! | #DIV/0!
94440 | 26.2333 | #DIV/0! | #DIV/0!
94500 | 26.25 | #DIV/0! | #DIV/0!
94560 | 26.2667 | #DIV/0! | #DIV/0!
94620 | 26.2833 | #DIV/0! | #DIV/0!
94680 | 26.3 | #DIV/0! | #DIV/0!
94740 | 26.3167 | #DIV/0! | #DIV/0!
94800 | 26.3333 | #DIV/0! | #DIV/0!
94860 | 26.35 | #DIV/0! | #DIV/0!
94920 | 26.3667 | #DIV/0! | #DIV/0!
94980 | 26.3833 | #DIV/0! | #DIV/0!
95040 | 26.4 | #DIV/0! | #DIV/0!
95100 | 26.4167 | #DIV/0! | #DIV/0!
95160 | 26.4333 | #DIV/0! | #DIV/0!
95220 | 26.45 | #DIV/0! | #DIV/0!
95280 | 26.4667 | #DIV/0! | #DIV/0!
95340 | 26.4833 | #DIV/0! | #DIV/0!
95400 | 26.5 | #DIV/0! | #DIV/0!
95460 | 26.5167 | #DIV/0! | #DIV/0!
95520 | 26.5333 | #DIV/0! | #DIV/0!
95580 | 26.55 | #DIV/0! | #DIV/0!
95640 | 26.5667 | #DIV/0! | #DIV/0!
95700 | 26.5833 | #DIV/0! | #DIV/0!
95760 | 26.6 | #DIV/0! | #DIV/0!
95820 | 26.6167 | #DIV/0! | #DIV/0!
95880 | 26.6333 | #DIV/0! | #DIV/0!
95940 | 26.65 | #DIV/0! | #DIV/0!
96000 | 26.6667 | #DIV/0! | #DIV/0!
96060 | 26.6833 | #DIV/0! | #DIV/0!
96120 | 26.7 | #DIV/0! | #DIV/0!
96180 | 26.7167 | #DIV/0! | #DIV/0!
96240 | 26.7333 | #DIV/0! | #DIV/0!
96300 | 26.75 | #DIV/0! | #DIV/0!
96360 | 26.7667 | #DIV/0! | #DIV/0!
96420 | 26.7833 | #DIV/0! | #DIV/0!
96480 | 26.8 | #DIV/0! | #DIV/0!
96540 | 26.8167 | #DIV/0! | #DIV/0!
96600 | 26.8333 | #DIV/0! | #DIV/0!
96660 | 26.85 | #DIV/0! | #DIV/0!
96720 | 26.8667 | #DIV/0! | #DIV/0!
96780 | 26.8833 | #DIV/0! | #DIV/0!
96840 | 26.9 | #DIV/0! | #DIV/0!
96900 | 26.9167 | #DIV/0! | #DIV/0!
96960 | 26.9333 | #DIV/0! | #DIV/0!
97020 | 26.95 | #DIV/0! | #DIV/0!
97080 | 26.9667 | #DIV/0! | #DIV/0!
97140 | 26.9833 | #DIV/0! | #DIV/0!
97200 | 27 | #DIV/0! | #DIV/0!
97260 | 27.0167 | #DIV/0! | #DIV/0!
97320 | 27.0333 | #DIV/0! | #DIV/0!
97380 | 27.05 | #DIV/0! | #DIV/0!
97440 | 27.0667 | #DIV/0! | #DIV/0!
97500 | 27.0833 | #DIV/0! | #DIV/0!
97560 | 27.1 | #DIV/0! | #DIV/0!
97620 | 27.1167 | #DIV/0! | #DIV/0!
97680 | 27.1333 | #DIV/0! | #DIV/0!
97740 | 27.15 | #DIV/0! | #DIV/0!
97800 | 27.1667 | #DIV/0! | #DIV/0!
97860 | 27.1833 | #DIV/0! | #DIV/0!
97920 | 27.2 | #DIV/0! | #DIV/0!
97980 | 27.2167 | #DIV/0! | #DIV/0!
98040 | 27.2333 | #DIV/0! | #DIV/0!
98100 | 27.25 | #DIV/0! | #DIV/0!
98160 | 27.2667 | #DIV/0! | #DIV/0!
98220 | 27.2833 | #DIV/0! | #DIV/0!
98280 | 27.3 | #DIV/0! | #DIV/0!
98340 | 27.3167 | #DIV/0! | #DIV/0!
98400 | 27.3333 | #DIV/0! | #DIV/0!
98460 | 27.35 | #DIV/0! | #DIV/0!
98520 | 27.3667 | #DIV/0! | #DIV/0!
98580 | 27.3833 | #DIV/0! | #DIV/0!
98640 | 27.4 | #DIV/0! | #DIV/0!
98700 | 27.4167 | #DIV/0! | #DIV/0!
98760 | 27.4333 | #DIV/0! | #DIV/0!
98820 | 27.45 | #DIV/0! | #DIV/0!
98880 | 27.4667 | #DIV/0! | #DIV/0!
98940 | 27.4833 | #DIV/0! | #DIV/0!
99000 | 27.5 | #DIV/0! | #DIV/0!
99060 | 27.5167 | #DIV/0! | #DIV/0!
99120 | 27.5333 | #DIV/0! | #DIV/0!
99180 | 27.55 | #DIV/0! | #DIV/0!
99240 | 27.5667 | #DIV/0! | #DIV/0!
99300 | 27.5833 | #DIV/0! | #DIV/0!
99360 | 27.6 | #DIV/0! | #DIV/0!
99420 | 27.6167 | #DIV/0! | #DIV/0!
99480 | 27.6333 | #DIV/0! | #DIV/0!
99540 | 27.65 | #DIV/0! | #DIV/0!
99600 | 27.6667 | #DIV/0! | #DIV/0!
99660 | 27.6833 | #DIV/0! | #DIV/0!
99720 | 27.7 | #DIV/0! | #DIV/0!
99780 | 27.7167 | #DIV/0! | #DIV/0!
99840 | 27.7333 | #DIV/0! | #DIV/0!
99900 | 27.75 | #DIV/0! | #DIV/0!
99960 | 27.7667 | #DIV/0! | #DIV/0!
100020 | 27.7833 | #DIV/0! | #DIV/0!
100080 | 27.8 | #DIV/0! | #DIV/0!
100140 | 27.8167 | #DIV/0! | #DIV/0!
100200 | 27.8333 | #DIV/0! | #DIV/0!
100260 | 27.85 | #DIV/0! | #DIV/0!
100320 | 27.8667 | #DIV/0! | #DIV/0!
100380 | 27.8833 | #DIV/0! | #DIV/0!
100440 | 27.9 | #DIV/0! | #DIV/0!
100500 | 27.9167 | #DIV/0! | #DIV/0!
100560 | 27.9333 | #DIV/0! | #DIV/0!
100620 | 27.95 | #DIV/0! | #DIV/0!
100680 | 27.9667 | #DIV/0! | #DIV/0!
100740 | 27.9833 | #DIV/0! | #DIV/0!
100800 | 28 | #DIV/0! | #DIV/0!
100860 | 28.0167 | #DIV/0! | #DIV/0!
100920 | 28.0333 | #DIV/0! | #DIV/0!
100980 | 28.05 | #DIV/0! | #DIV/0!
101040 | 28.0667 | #DIV/0! | #DIV/0!
101100 | 28.0833 | #DIV/0! | #DIV/0!
101160 | 28.1 | #DIV/0! | #DIV/0!
101220 | 28.1167 | #DIV/0! | #DIV/0!
101280 | 28.1333 | #DIV/0! | #DIV/0!
101340 | 28.15 | #DIV/0! | #DIV/0!
101400 | 28.1667 | #DIV/0! | #DIV/0!
101460 | 28.1833 | #DIV/0! | #DIV/0!
101520 | 28.2 | #DIV/0! | #DIV/0!
101580 | 28.2167 | #DIV/0! | #DIV/0!
101640 | 28.2333 | #DIV/0! | #DIV/0!
101700 | 28.25 | #DIV/0! | #DIV/0!
101760 | 28.2667 | #DIV/0! | #DIV/0!
101820 | 28.2833 | #DIV/0! | #DIV/0!
101880 | 28.3 | #DIV/0! | #DIV/0!
101940 | 28.3167 | #DIV/0! | #DIV/0!
102000 | 28.3333 | #DIV/0! | #DIV/0!
102060 | 28.35 | #DIV/0! | #DIV/0!
102120 | 28.3667 | #DIV/0! | #DIV/0!
102180 | 28.3833 | #DIV/0! | #DIV/0!
102240 | 28.4 | #DIV/0! | #DIV/0!
102300 | 28.4167 | #DIV/0! | #DIV/0!
102360 | 28.4333 | #DIV/0! | #DIV/0!
102420 | 28.45 | #DIV/0! | #DIV/0!
102480 | 28.4667 | #DIV/0! | #DIV/0!
102540 | 28.4833 | #DIV/0! | #DIV/0!
102600 | 28.5 | #DIV/0! | #DIV/0!
102660 | 28.5167 | #DIV/0! | #DIV/0!
102720 | 28.5333 | #DIV/0! | #DIV/0!
102780 | 28.55 | #DIV/0! | #DIV/0!
102840 | 28.5667 | #DIV/0! | #DIV/0!
102900 | 28.5833 | #DIV/0! | #DIV/0!
102960 | 28.6 | #DIV/0! | #DIV/0!
103020 | 28.6167 | #DIV/0! | #DIV/0!
103080 | 28.6333 | #DIV/0! | #DIV/0!
103140 | 28.65 | #DIV/0! | #DIV/0!
103200 | 28.6667 | #DIV/0! | #DIV/0!
103260 | 28.6833 | #DIV/0! | #DIV/0!
103320 | 28.7 | #DIV/0! | #DIV/0!
103380 | 28.7167 | #DIV/0! | #DIV/0!
103440 | 28.7333 | #DIV/0! | #DIV/0!
103500 | 28.75 | #DIV/0! | #DIV/0!
103560 | 28.7667 | #DIV/0! | #DIV/0!
103620 | 28.7833 | #DIV/0! | #DIV/0!
103680 | 28.8 | #DIV/0! | #DIV/0!
103740 | 28.8167 | #DIV/0! | #DIV/0!
103800 | 28.8333 | #DIV/0! | #DIV/0!
103860 | 28.85 | #DIV/0! | #DIV/0!
103920 | 28.8667 | #DIV/0! | #DIV/0!
103980 | 28.8833 | #DIV/0! | #DIV/0!
104040 | 28.9 | #DIV/0! | #DIV/0!
104100 | 28.9167 | #DIV/0! | #DIV/0!
104160 | 28.9333 | #DIV/0! | #DIV/0!
104220 | 28.95 | #DIV/0! | #DIV/0!
104280 | 28.9667 | #DIV/0! | #DIV/0!
104340 | 28.9833 | #DIV/0! | #DIV/0!
104400 | 29 | #DIV/0! | #DIV/0!
104460 | 29.0167 | #DIV/0! | #DIV/0!
104520 | 29.0333 | #DIV/0! | #DIV/0!
104580 | 29.05 | #DIV/0! | #DIV/0!
104640 | 29.0667 | #DIV/0! | #DIV/0!
104700 | 29.0833 | #DIV/0! | #DIV/0!
104760 | 29.1 | #DIV/0! | #DIV/0!
104820 | 29.1167 | #DIV/0! | #DIV/0!
104880 | 29.1333 | #DIV/0! | #DIV/0!
104940 | 29.15 | #DIV/0! | #DIV/0!
105000 | 29.1667 | #DIV/0! | #DIV/0!
105060 | 29.1833 | #DIV/0! | #DIV/0!
105120 | 29.2 | #DIV/0! | #DIV/0!
105180 | 29.2167 | #DIV/0! | #DIV/0!
105240 | 29.2333 | #DIV/0! | #DIV/0!
105300 | 29.25 | #DIV/0! | #DIV/0!
105360 | 29.2667 | #DIV/0! | #DIV/0!
105420 | 29.2833 | #DIV/0! | #DIV/0!
105480 | 29.3 | #DIV/0! | #DIV/0!
105540 | 29.3167 | #DIV/0! | #DIV/0!
105600 | 29.3333 | #DIV/0! | #DIV/0!
105660 | 29.35 | #DIV/0! | #DIV/0!
105720 | 29.3667 | #DIV/0! | #DIV/0!
105780 | 29.3833 | #DIV/0! | #DIV/0!
105840 | 29.4 | #DIV/0! | #DIV/0!
105900 | 29.4167 | #DIV/0! | #DIV/0!
105960 | 29.4333 | #DIV/0! | #DIV/0!
106020 | 29.45 | #DIV/0! | #DIV/0!
106080 | 29.4667 | #DIV/0! | #DIV/0!
106140 | 29.4833 | #DIV/0! | #DIV/0!
106200 | 29.5 | #DIV/0! | #DIV/0!
106260 | 29.5167 | #DIV/0! | #DIV/0!
106320 | 29.5333 | #DIV/0! | #DIV/0!
106380 | 29.55 | #DIV/0! | #DIV/0!
106440 | 29.5667 | #DIV/0! | #DIV/0!
106500 | 29.5833 | #DIV/0! | #DIV/0!
106560 | 29.6 | #DIV/0! | #DIV/0!
106620 | 29.6167 | #DIV/0! | #DIV/0!
106680 | 29.6333 | #DIV/0! | #DIV/0!
106740 | 29.65 | #DIV/0! | #DIV/0!
106800 | 29.6667 | #DIV/0! | #DIV/0!
106860 | 29.6833 | #DIV/0! | #DIV/0!
106920 | 29.7 | #DIV/0! | #DIV/0!
106980 | 29.7167 | #DIV/0! | #DIV/0!
107040 | 29.7333 | #DIV/0! | #DIV/0!
107100 | 29.75 | #DIV/0! | #DIV/0!
107160 | 29.7667 | #DIV/0! | #DIV/0!
107220 | 29.7833 | #DIV/0! | #DIV/0!
107280 | 29.8 | #DIV/0! | #DIV/0!
107340 | 29.8167 | #DIV/0! | #DIV/0!
107400 | 29.8333 | #DIV/0! | #DIV/0!
107460 | 29.85 | #DIV/0! | #DIV/0!
107520 | 29.8667 | #DIV/0! | #DIV/0!
107580 | 29.8833 | #DIV/0! | #DIV/0!
107640 | 29.9 | #DIV/0! | #DIV/0!
107700 | 29.9167 | #DIV/0! | #DIV/0!
107760 | 29.9333 | #DIV/0! | #DIV/0!
107820 | 29.95 | #DIV/0! | #DIV/0!
107880 | 29.9667 | #DIV/0! | #DIV/0!
107940 | 29.9833 | #DIV/0! | #DIV/0!
108000 | 30 | #DIV/0! | #DIV/0!
108060 | 30.0167 | #DIV/0! | #DIV/0!
108120 | 30.0333 | #DIV/0! | #DIV/0!
108180 | 30.05 | #DIV/0! | #DIV/0!
108240 | 30.0667 | #DIV/0! | #DIV/0!
108300 | 30.0833 | #DIV/0! | #DIV/0!
108360 | 30.1 | #DIV/0! | #DIV/0!
108420 | 30.1167 | #DIV/0! | #DIV/0!
108480 | 30.1333 | #DIV/0! | #DIV/0!
108540 | 30.15 | #DIV/0! | #DIV/0!
108600 | 30.1667 | #DIV/0! | #DIV/0!
108660 | 30.1833 | #DIV/0! | #DIV/0!
108720 | 30.2 | #DIV/0! | #DIV/0!
108780 | 30.2167 | #DIV/0! | #DIV/0!
108840 | 30.2333 | #DIV/0! | #DIV/0!
108900 | 30.25 | #DIV/0! | #DIV/0!
108960 | 30.2667 | #DIV/0! | #DIV/0!
109020 | 30.2833 | #DIV/0! | #DIV/0!
109080 | 30.3 | #DIV/0! | #DIV/0!
109140 | 30.3167 | #DIV/0! | #DIV/0!
109200 | 30.3333 | #DIV/0! | #DIV/0!
109260 | 30.35 | #DIV/0! | #DIV/0!
109320 | 30.3667 | #DIV/0! | #DIV/0!
109380 | 30.3833 | #DIV/0! | #DIV/0!
109440 | 30.4 | #DIV/0! | #DIV/0!
109500 | 30.4167 | #DIV/0! | #DIV/0!
109560 | 30.4333 | #DIV/0! | #DIV/0!
109620 | 30.45 | #DIV/0! | #DIV/0!
109680 | 30.4667 | #DIV/0! | #DIV/0!
109740 | 30.4833 | #DIV/0! | #DIV/0!
109800 | 30.5 | #DIV/0! | #DIV/0!
109860 | 30.5167 | #DIV/0! | #DIV/0!
109920 | 30.5333 | #DIV/0! | #DIV/0!
109980 | 30.55 | #DIV/0! | #DIV/0!
110040 | 30.5667 | #DIV/0! | #DIV/0!
110100 | 30.5833 | #DIV/0! | #DIV/0!
110160 | 30.6 | #DIV/0! | #DIV/0!
110220 | 30.6167 | #DIV/0! | #DIV/0!
110280 | 30.6333 | #DIV/0! | #DIV/0!
110340 | 30.65 | #DIV/0! | #DIV/0!
110400 | 30.6667 | #DIV/0! | #DIV/0!
110460 | 30.6833 | #DIV/0! | #DIV/0!
110520 | 30.7 | #DIV/0! | #DIV/0!
110580 | 30.7167 | #DIV/0! | #DIV/0!
110640 | 30.7333 | #DIV/0! | #DIV/0!
110700 | 30.75 | #DIV/0! | #DIV/0!
110760 | 30.7667 | #DIV/0! | #DIV/0!
110820 | 30.7833 | #DIV/0! | #DIV/0!
110880 | 30.8 | #DIV/0! | #DIV/0!
110940 | 30.8167 | #DIV/0! | #DIV/0!
111000 | 30.8333 | #DIV/0! | #DIV/0!
111060 | 30.85 | #DIV/0! | #DIV/0!
111120 | 30.8667 | #DIV/0! | #DIV/0!
111180 | 30.8833 | #DIV/0! | #DIV/0!
111240 | 30.9 | #DIV/0! | #DIV/0!
111300 | 30.9167 | #DIV/0! | #DIV/0!
111360 | 30.9333 | #DIV/0! | #DIV/0!
111420 | 30.95 | #DIV/0! | #DIV/0!
111480 | 30.9667 | #DIV/0! | #DIV/0!
111540 | 30.9833 | #DIV/0! | #DIV/0!
111600 | 31 | #DIV/0! | #DIV/0!
111660 | 31.0167 | #DIV/0! | #DIV/0!
111720 | 31.0333 | #DIV/0! | #DIV/0!
111780 | 31.05 | #DIV/0! | #DIV/0!
111840 | 31.0667 | #DIV/0! | #DIV/0!
111900 | 31.0833 | #DIV/0! | #DIV/0!
111960 | 31.1 | #DIV/0! | #DIV/0!
112020 | 31.1167 | #DIV/0! | #DIV/0!
112080 | 31.1333 | #DIV/0! | #DIV/0!
112140 | 31.15 | #DIV/0! | #DIV/0!
112200 | 31.1667 | #DIV/0! | #DIV/0!
112260 | 31.1833 | #DIV/0! | #DIV/0!
112320 | 31.2 | #DIV/0! | #DIV/0!
112380 | 31.2167 | #DIV/0! | #DIV/0!
112440 | 31.2333 | #DIV/0! | #DIV/0!
112500 | 31.25 | #DIV/0! | #DIV/0!
112560 | 31.2667 | #DIV/0! | #DIV/0!
112620 | 31.2833 | #DIV/0! | #DIV/0!
112680 | 31.3 | #DIV/0! | #DIV/0!
112740 | 31.3167 | #DIV/0! | #DIV/0!
112800 | 31.3333 | #DIV/0! | #DIV/0!
112860 | 31.35 | #DIV/0! | #DIV/0!
112920 | 31.3667 | #DIV/0! | #DIV/0!
112980 | 31.3833 | #DIV/0! | #DIV/0!
113040 | 31.4 | #DIV/0! | #DIV/0!
113100 | 31.4167 | #DIV/0! | #DIV/0!
113160 | 31.4333 | #DIV/0! | #DIV/0!
113220 | 31.45 | #DIV/0! | #DIV/0!
113280 | 31.4667 | #DIV/0! | #DIV/0!
113340 | 31.4833 | #DIV/0! | #DIV/0!
113400 | 31.5 | #DIV/0! | #DIV/0!
113460 | 31.5167 | #DIV/0! | #DIV/0!
113520 | 31.5333 | #DIV/0! | #DIV/0!
113580 | 31.55 | #DIV/0! | #DIV/0!
113640 | 31.5667 | #DIV/0! | #DIV/0!
113700 | 31.5833 | #DIV/0! | #DIV/0!
113760 | 31.6 | #DIV/0! | #DIV/0!
113820 | 31.6167 | #DIV/0! | #DIV/0!
113880 | 31.6333 | #DIV/0! | #DIV/0!
113940 | 31.65 | #DIV/0! | #DIV/0!
114000 | 31.6667 | #DIV/0! | #DIV/0!
114060 | 31.6833 | #DIV/0! | #DIV/0!
114120 | 31.7 | #DIV/0! | #DIV/0!
114180 | 31.7167 | #DIV/0! | #DIV/0!
114240 | 31.7333 | #DIV/0! | #DIV/0!
114300 | 31.75 | #DIV/0! | #DIV/0!
114360 | 31.7667 | #DIV/0! | #DIV/0!
114420 | 31.7833 | #DIV/0! | #DIV/0!
114480 | 31.8 | #DIV/0! | #DIV/0!
114540 | 31.8167 | #DIV/0! | #DIV/0!
114600 | 31.8333 | #DIV/0! | #DIV/0!
114660 | 31.85 | #DIV/0! | #DIV/0!
114720 | 31.8667 | #DIV/0! | #DIV/0!
114780 | 31.8833 | #DIV/0! | #DIV/0!
114840 | 31.9 | #DIV/0! | #DIV/0!
114900 | 31.9167 | #DIV/0! | #DIV/0!
114960 | 31.9333 | #DIV/0! | #DIV/0!
115020 | 31.95 | #DIV/0! | #DIV/0!
115080 | 31.9667 | #DIV/0! | #DIV/0!
115140 | 31.9833 | #DIV/0! | #DIV/0!
115200 | 32 | #DIV/0! | #DIV/0!
115260 | 32.0167 | #DIV/0! | #DIV/0!
115320 | 32.0333 | #DIV/0! | #DIV/0!
115380 | 32.05 | #DIV/0! | #DIV/0!
115440 | 32.0667 | #DIV/0! | #DIV/0!
115500 | 32.0833 | #DIV/0! | #DIV/0!
115560 | 32.1 | #DIV/0! | #DIV/0!
115620 | 32.1167 | #DIV/0! | #DIV/0!
115680 | 32.1333 | #DIV/0! | #DIV/0!
115740 | 32.15 | #DIV/0! | #DIV/0!
115800 | 32.1667 | #DIV/0! | #DIV/0!
115860 | 32.1833 | #DIV/0! | #DIV/0!
115920 | 32.2 | #DIV/0! | #DIV/0!
115980 | 32.2167 | #DIV/0! | #DIV/0!
116040 | 32.2333 | #DIV/0! | #DIV/0!
116100 | 32.25 | #DIV/0! | #DIV/0!
116160 | 32.2667 | #DIV/0! | #DIV/0!
116220 | 32.2833 | #DIV/0! | #DIV/0!
116280 | 32.3 | #DIV/0! | #DIV/0!
116340 | 32.3167 | #DIV/0! | #DIV/0!
116400 | 32.3333 | #DIV/0! | #DIV/0!
116460 | 32.35 | #DIV/0! | #DIV/0!
116520 | 32.3667 | #DIV/0! | #DIV/0!
116580 | 32.3833 | #DIV/0! | #DIV/0!
116640 | 32.4 | #DIV/0! | #DIV/0!
116700 | 32.4167 | #DIV/0! | #DIV/0!
116760 | 32.4333 | #DIV/0! | #DIV/0!
116820 | 32.45 | #DIV/0! | #DIV/0!
116880 | 32.4667 | #DIV/0! | #DIV/0!
116940 | 32.4833 | #DIV/0! | #DIV/0!
117000 | 32.5 | #DIV/0! | #DIV/0!
117060 | 32.5167 | #DIV/0! | #DIV/0!
117120 | 32.5333 | #DIV/0! | #DIV/0!
117180 | 32.55 | #DIV/0! | #DIV/0!
117240 | 32.5667 | #DIV/0! | #DIV/0!
117300 | 32.5833 | #DIV/0! | #DIV/0!
117360 | 32.6 | #DIV/0! | #DIV/0!
117420 | 32.6167 | #DIV/0! | #DIV/0!
117480 | 32.6333 | #DIV/0! | #DIV/0!
117540 | 32.65 | #DIV/0! | #DIV/0!
117600 | 32.6667 | #DIV/0! | #DIV/0!
117660 | 32.6833 | #DIV/0! | #DIV/0!
117720 | 32.7 | #DIV/0! | #DIV/0!
117780 | 32.7167 | #DIV/0! | #DIV/0!
117840 | 32.7333 | #DIV/0! | #DIV/0!
117900 | 32.75 | #DIV/0! | #DIV/0!
117960 | 32.7667 | #DIV/0! | #DIV/0!
118020 | 32.7833 | #DIV/0! | #DIV/0!
118080 | 32.8 | #DIV/0! | #DIV/0!
118140 | 32.8167 | #DIV/0! | #DIV/0!
118200 | 32.8333 | #DIV/0! | #DIV/0!
118260 | 32.85 | #DIV/0! | #DIV/0!
118320 | 32.8667 | #DIV/0! | #DIV/0!
118380 | 32.8833 | #DIV/0! | #DIV/0!
118440 | 32.9 | #DIV/0! | #DIV/0!
118500 | 32.9167 | #DIV/0! | #DIV/0!
118560 | 32.9333 | #DIV/0! | #DIV/0!
118620 | 32.95 | #DIV/0! | #DIV/0!
118680 | 32.9667 | #DIV/0! | #DIV/0!
118740 | 32.9833 | #DIV/0! | #DIV/0!
118800 | 33 | #DIV/0! | #DIV/0!
118860 | 33.0167 | #DIV/0! | #DIV/0!
118920 | 33.0333 | #DIV/0! | #DIV/0!
118980 | 33.05 | #DIV/0! | #DIV/0!
119040 | 33.0667 | #DIV/0! | #DIV/0!
119100 | 33.0833 | #DIV/0! | #DIV/0!
119160 | 33.1 | #DIV/0! | #DIV/0!
119220 | 33.1167 | #DIV/0! | #DIV/0!
119280 | 33.1333 | #DIV/0! | #DIV/0!
119340 | 33.15 | #DIV/0! | #DIV/0!
119400 | 33.1667 | #DIV/0! | #DIV/0!
119460 | 33.1833 | #DIV/0! | #DIV/0!
119520 | 33.2 | #DIV/0! | #DIV/0!
119580 | 33.2167 | #DIV/0! | #DIV/0!
119640 | 33.2333 | #DIV/0! | #DIV/0!
119700 | 33.25 | #DIV/0! | #DIV/0!
119760 | 33.2667 | #DIV/0! | #DIV/0!
119820 | 33.2833 | #DIV/0! | #DIV/0!
119880 | 33.3 | #DIV/0! | #DIV/0!
119940 | 33.3167 | #DIV/0! | #DIV/0!
120000 | 33.3333 | #DIV/0! | #DIV/0!
120060 | 33.35 | #DIV/0! | #DIV/0!
120120 | 33.3667 | #DIV/0! | #DIV/0!
120180 | 33.3833 | #DIV/0! | #DIV/0!
120240 | 33.4 | #DIV/0! | #DIV/0!
120300 | 33.4167 | #DIV/0! | #DIV/0!
120360 | 33.4333 | #DIV/0! | #DIV/0!
120420 | 33.45 | #DIV/0! | #DIV/0!
120480 | 33.4667 | #DIV/0! | #DIV/0!
120540 | 33.4833 | #DIV/0! | #DIV/0!
120600 | 33.5 | #DIV/0! | #DIV/0!
120660 | 33.5167 | #DIV/0! | #DIV/0!
120720 | 33.5333 | #DIV/0! | #DIV/0!
120780 | 33.55 | #DIV/0! | #DIV/0!
120840 | 33.5667 | #DIV/0! | #DIV/0!
120900 | 33.5833 | #DIV/0! | #DIV/0!
120960 | 33.6 | #DIV/0! | #DIV/0!
121020 | 33.6167 | #DIV/0! | #DIV/0!
121080 | 33.6333 | #DIV/0! | #DIV/0!
121140 | 33.65 | #DIV/0! | #DIV/0!
121200 | 33.6667 | #DIV/0! | #DIV/0!
121260 | 33.6833 | #DIV/0! | #DIV/0!
121320 | 33.7 | #DIV/0! | #DIV/0!
121380 | 33.7167 | #DIV/0! | #DIV/0!
121440 | 33.7333 | #DIV/0! | #DIV/0!
121500 | 33.75 | #DIV/0! | #DIV/0!
121560 | 33.7667 | #DIV/0! | #DIV/0!
121620 | 33.7833 | #DIV/0! | #DIV/0!
121680 | 33.8 | #DIV/0! | #DIV/0!
121740 | 33.8167 | #DIV/0! | #DIV/0!
121800 | 33.8333 | #DIV/0! | #DIV/0!
121860 | 33.85 | #DIV/0! | #DIV/0!
121920 | 33.8667 | #DIV/0! | #DIV/0!
121980 | 33.8833 | #DIV/0! | #DIV/0!
122040 | 33.9 | #DIV/0! | #DIV/0!
122100 | 33.9167 | #DIV/0! | #DIV/0!
122160 | 33.9333 | #DIV/0! | #DIV/0!
122220 | 33.95 | #DIV/0! | #DIV/0!
122280 | 33.9667 | #DIV/0! | #DIV/0!
122340 | 33.9833 | #DIV/0! | #DIV/0!
122400 | 34 | #DIV/0! | #DIV/0!
122460 | 34.0167 | #DIV/0! | #DIV/0!
122520 | 34.0333 | #DIV/0! | #DIV/0!
122580 | 34.05 | #DIV/0! | #DIV/0!
122640 | 34.0667 | #DIV/0! | #DIV/0!
122700 | 34.0833 | #DIV/0! | #DIV/0!
122760 | 34.1 | #DIV/0! | #DIV/0!
122820 | 34.1167 | #DIV/0! | #DIV/0!
122880 | 34.1333 | #DIV/0! | #DIV/0!
122940 | 34.15 | #DIV/0! | #DIV/0!
123000 | 34.1667 | #DIV/0! | #DIV/0!
123060 | 34.1833 | #DIV/0! | #DIV/0!
123120 | 34.2 | #DIV/0! | #DIV/0!
123180 | 34.2167 | #DIV/0! | #DIV/0!
123240 | 34.2333 | #DIV/0! | #DIV/0!
123300 | 34.25 | #DIV/0! | #DIV/0!
123360 | 34.2667 | #DIV/0! | #DIV/0!
123420 | 34.2833 | #DIV/0! | #DIV/0!
123480 | 34.3 | #DIV/0! | #DIV/0!
123540 | 34.3167 | #DIV/0! | #DIV/0!
123600 | 34.3333 | #DIV/0! | #DIV/0!
123660 | 34.35 | #DIV/0! | #DIV/0!
123720 | 34.3667 | #DIV/0! | #DIV/0!
123780 | 34.3833 | #DIV/0! | #DIV/0!
123840 | 34.4 | #DIV/0! | #DIV/0!
123900 | 34.4167 | #DIV/0! | #DIV/0!
123960 | 34.4333 | #DIV/0! | #DIV/0!
124020 | 34.45 | #DIV/0! | #DIV/0!
124080 | 34.4667 | #DIV/0! | #DIV/0!
124140 | 34.4833 | #DIV/0! | #DIV/0!
124200 | 34.5 | #DIV/0! | #DIV/0!
124260 | 34.5167 | #DIV/0! | #DIV/0!
124320 | 34.5333 | #DIV/0! | #DIV/0!
124380 | 34.55 | #DIV/0! | #DIV/0!
124440 | 34.5667 | #DIV/0! | #DIV/0!
124500 | 34.5833 | #DIV/0! | #DIV/0!
124560 | 34.6 | #DIV/0! | #DIV/0!
124620 | 34.6167 | #DIV/0! | #DIV/0!
124680 | 34.6333 | #DIV/0! | #DIV/0!
124740 | 34.65 | #DIV/0! | #DIV/0!
124800 | 34.6667 | #DIV/0! | #DIV/0!
124860 | 34.6833 | #DIV/0! | #DIV/0!
124920 | 34.7 | #DIV/0! | #DIV/0!
124980 | 34.7167 | #DIV/0! | #DIV/0!
125040 | 34.7333 | #DIV/0! | #DIV/0!
125100 | 34.75 | #DIV/0! | #DIV/0!
125160 | 34.7667 | #DIV/0! | #DIV/0!
125220 | 34.7833 | #DIV/0! | #DIV/0!
125280 | 34.8 | #DIV/0! | #DIV/0!
125340 | 34.8167 | #DIV/0! | #DIV/0!
125400 | 34.8333 | #DIV/0! | #DIV/0!
125460 | 34.85 | #DIV/0! | #DIV/0!
125520 | 34.8667 | #DIV/0! | #DIV/0!
125580 | 34.8833 | #DIV/0! | #DIV/0!
125640 | 34.9 | #DIV/0! | #DIV/0!
125700 | 34.9167 | #DIV/0! | #DIV/0!
125760 | 34.9333 | #DIV/0! | #DIV/0!
125820 | 34.95 | #DIV/0! | #DIV/0!
125880 | 34.9667 | #DIV/0! | #DIV/0!
125940 | 34.9833 | #DIV/0! | #DIV/0!
126000 | 35 | #DIV/0! | #DIV/0!
126060 | 35.0167 | #DIV/0! | #DIV/0!
126120 | 35.0333 | #DIV/0! | #DIV/0!
126180 | 35.05 | #DIV/0! | #DIV/0!
126240 | 35.0667 | #DIV/0! | #DIV/0!
126300 | 35.0833 | #DIV/0! | #DIV/0!
126360 | 35.1 | #DIV/0! | #DIV/0!
126420 | 35.1167 | #DIV/0! | #DIV/0!
126480 | 35.1333 | #DIV/0! | #DIV/0!
126540 | 35.15 | #DIV/0! | #DIV/0!
126600 | 35.1667 | #DIV/0! | #DIV/0!
126660 | 35.1833 | #DIV/0! | #DIV/0!
126720 | 35.2 | #DIV/0! | #DIV/0!
126780 | 35.2167 | #DIV/0! | #DIV/0!
126840 | 35.2333 | #DIV/0! | #DIV/0!
126900 | 35.25 | #DIV/0! | #DIV/0!
126960 | 35.2667 | #DIV/0! | #DIV/0!
127020 | 35.2833 | #DIV/0! | #DIV/0!
127080 | 35.3 | #DIV/0! | #DIV/0!
127140 | 35.3167 | #DIV/0! | #DIV/0!
127200 | 35.3333 | #DIV/0! | #DIV/0!
127260 | 35.35 | #DIV/0! | #DIV/0!
127320 | 35.3667 | #DIV/0! | #DIV/0!
127380 | 35.3833 | #DIV/0! | #DIV/0!
127440 | 35.4 | #DIV/0! | #DIV/0!
127500 | 35.4167 | #DIV/0! | #DIV/0!
127560 | 35.4333 | #DIV/0! | #DIV/0!
127620 | 35.45 | #DIV/0! | #DIV/0!
127680 | 35.4667 | #DIV/0! | #DIV/0!
127740 | 35.4833 | #DIV/0! | #DIV/0!
127800 | 35.5 | #DIV/0! | #DIV/0!
127860 | 35.5167 | #DIV/0! | #DIV/0!
127920 | 35.5333 | #DIV/0! | #DIV/0!
127980 | 35.55 | #DIV/0! | #DIV/0!
128040 | 35.5667 | #DIV/0! | #DIV/0!
128100 | 35.5833 | #DIV/0! | #DIV/0!
128160 | 35.6 | #DIV/0! | #DIV/0!
128220 | 35.6167 | #DIV/0! | #DIV/0!
128280 | 35.6333 | #DIV/0! | #DIV/0!
128340 | 35.65 | #DIV/0! | #DIV/0!
128400 | 35.6667 | #DIV/0! | #DIV/0!
128460 | 35.6833 | #DIV/0! | #DIV/0!
128520 | 35.7 | #DIV/0! | #DIV/0!
128580 | 35.7167 | #DIV/0! | #DIV/0!
128640 | 35.7333 | #DIV/0! | #DIV/0!
128700 | 35.75 | #DIV/0! | #DIV/0!
128760 | 35.7667 | #DIV/0! | #DIV/0!
128820 | 35.7833 | #DIV/0! | #DIV/0!
128880 | 35.8 | #DIV/0! | #DIV/0!
128940 | 35.8167 | #DIV/0! | #DIV/0!
129000 | 35.8333 | #DIV/0! | #DIV/0!
129060 | 35.85 | #DIV/0! | #DIV/0!
129120 | 35.8667 | #DIV/0! | #DIV/0!
129180 | 35.8833 | #DIV/0! | #DIV/0!
129240 | 35.9 | #DIV/0! | #DIV/0!
129300 | 35.9167 | #DIV/0! | #DIV/0!
129360 | 35.9333 | #DIV/0! | #DIV/0!
129420 | 35.95 | #DIV/0! | #DIV/0!
129480 | 35.9667 | #DIV/0! | #DIV/0!
129540 | 35.9833 | #DIV/0! | #DIV/0!
129600 | 36 | #DIV/0! | #DIV/0!
129660 | 36.0167 | #DIV/0! | #DIV/0!
129720 | 36.0333 | #DIV/0! | #DIV/0!
129780 | 36.05 | #DIV/0! | #DIV/0!
129840 | 36.0667 | #DIV/0! | #DIV/0!
129900 | 36.0833 | #DIV/0! | #DIV/0!
129960 | 36.1 | #DIV/0! | #DIV/0!
130020 | 36.1167 | #DIV/0! | #DIV/0!
130080 | 36.1333 | #DIV/0! | #DIV/0!
130140 | 36.15 | #DIV/0! | #DIV/0!
130200 | 36.1667 | #DIV/0! | #DIV/0!
130260 | 36.1833 | #DIV/0! | #DIV/0!
130320 | 36.2 | #DIV/0! | #DIV/0!
130380 | 36.2167 | #DIV/0! | #DIV/0!
130440 | 36.2333 | #DIV/0! | #DIV/0!
130500 | 36.25 | #DIV/0! | #DIV/0!
130560 | 36.2667 | #DIV/0! | #DIV/0!
130620 | 36.2833 | #DIV/0! | #DIV/0!
130680 | 36.3 | #DIV/0! | #DIV/0!
130740 | 36.3167 | #DIV/0! | #DIV/0!
130800 | 36.3333 | #DIV/0! | #DIV/0!
130860 | 36.35 | #DIV/0! | #DIV/0!
130920 | 36.3667 | #DIV/0! | #DIV/0!
130980 | 36.3833 | #DIV/0! | #DIV/0!
131040 | 36.4 | #DIV/0! | #DIV/0!
131100 | 36.4167 | #DIV/0! | #DIV/0!
131160 | 36.4333 | #DIV/0! | #DIV/0!
131220 | 36.45 | #DIV/0! | #DIV/0!
131280 | 36.4667 | #DIV/0! | #DIV/0!
131340 | 36.4833 | #DIV/0! | #DIV/0!
131400 | 36.5 | #DIV/0! | #DIV/0!
131460 | 36.5167 | #DIV/0! | #DIV/0!
131520 | 36.5333 | #DIV/0! | #DIV/0!
131580 | 36.55 | #DIV/0! | #DIV/0!
131640 | 36.5667 | #DIV/0! | #DIV/0!
131700 | 36.5833 | #DIV/0! | #DIV/0!
131760 | 36.6 | #DIV/0! | #DIV/0!
131820 | 36.6167 | #DIV/0! | #DIV/0!
131880 | 36.6333 | #DIV/0! | #DIV/0!
131940 | 36.65 | #DIV/0! | #DIV/0!
132000 | 36.6667 | #DIV/0! | #DIV/0!
132060 | 36.6833 | #DIV/0! | #DIV/0!
132120 | 36.7 | #DIV/0! | #DIV/0!
132180 | 36.7167 | #DIV/0! | #DIV/0!
132240 | 36.7333 | #DIV/0! | #DIV/0!
132300 | 36.75 | #DIV/0! | #DIV/0!
132360 | 36.7667 | #DIV/0! | #DIV/0!
132420 | 36.7833 | #DIV/0! | #DIV/0!
132480 | 36.8 | #DIV/0! | #DIV/0!
132540 | 36.8167 | #DIV/0! | #DIV/0!
132600 | 36.8333 | #DIV/0! | #DIV/0!
132660 | 36.85 | #DIV/0! | #DIV/0!
132720 | 36.8667 | #DIV/0! | #DIV/0!
132780 | 36.8833 | #DIV/0! | #DIV/0!
132840 | 36.9 | #DIV/0! | #DIV/0!
132900 | 36.9167 | #DIV/0! | #DIV/0!
132960 | 36.9333 | #DIV/0! | #DIV/0!
133020 | 36.95 | #DIV/0! | #DIV/0!
133080 | 36.9667 | #DIV/0! | #DIV/0!
133140 | 36.9833 | #DIV/0! | #DIV/0!
133200 | 37 | #DIV/0! | #DIV/0!
133260 | 37.0167 | #DIV/0! | #DIV/0!
133320 | 37.0333 | #DIV/0! | #DIV/0!
133380 | 37.05 | #DIV/0! | #DIV/0!
133440 | 37.0667 | #DIV/0! | #DIV/0!
133500 | 37.0833 | #DIV/0! | #DIV/0!
133560 | 37.1 | #DIV/0! | #DIV/0!
133620 | 37.1167 | #DIV/0! | #DIV/0!
133680 | 37.1333 | #DIV/0! | #DIV/0!
133740 | 37.15 | #DIV/0! | #DIV/0!
133800 | 37.1667 | #DIV/0! | #DIV/0!
133860 | 37.1833 | #DIV/0! | #DIV/0!
133920 | 37.2 | #DIV/0! | #DIV/0!
133980 | 37.2167 | #DIV/0! | #DIV/0!
134040 | 37.2333 | #DIV/0! | #DIV/0!
134100 | 37.25 | #DIV/0! | #DIV/0!
134160 | 37.2667 | #DIV/0! | #DIV/0!
134220 | 37.2833 | #DIV/0! | #DIV/0!
134280 | 37.3 | #DIV/0! | #DIV/0!
134340 | 37.3167 | #DIV/0! | #DIV/0!
134400 | 37.3333 | #DIV/0! | #DIV/0!
134460 | 37.35 | #DIV/0! | #DIV/0!
134520 | 37.3667 | #DIV/0! | #DIV/0!
134580 | 37.3833 | #DIV/0! | #DIV/0!
134640 | 37.4 | #DIV/0! | #DIV/0!
134700 | 37.4167 | #DIV/0! | #DIV/0!
134760 | 37.4333 | #DIV/0! | #DIV/0!
134820 | 37.45 | #DIV/0! | #DIV/0!
134880 | 37.4667 | #DIV/0! | #DIV/0!
134940 | 37.4833 | #DIV/0! | #DIV/0!
135000 | 37.5 | #DIV/0! | #DIV/0!
135060 | 37.5167 | #DIV/0! | #DIV/0!
135120 | 37.5333 | #DIV/0! | #DIV/0!
135180 | 37.55 | #DIV/0! | #DIV/0!
135240 | 37.5667 | #DIV/0! | #DIV/0!
135300 | 37.5833 | #DIV/0! | #DIV/0!
135360 | 37.6 | #DIV/0! | #DIV/0!
135420 | 37.6167 | #DIV/0! | #DIV/0!
135480 | 37.6333 | #DIV/0! | #DIV/0!
135540 | 37.65 | #DIV/0! | #DIV/0!
135600 | 37.6667 | #DIV/0! | #DIV/0!
135660 | 37.6833 | #DIV/0! | #DIV/0!
135720 | 37.7 | #DIV/0! | #DIV/0!
135780 | 37.7167 | #DIV/0! | #DIV/0!
135840 | 37.7333 | #DIV/0! | #DIV/0!
135900 | 37.75 | #DIV/0! | #DIV/0!
135960 | 37.7667 | #DIV/0! | #DIV/0!
136020 | 37.7833 | #DIV/0! | #DIV/0!
136080 | 37.8 | #DIV/0! | #DIV/0!
136140 | 37.8167 | #DIV/0! | #DIV/0!
136200 | 37.8333 | #DIV/0! | #DIV/0!
136260 | 37.85 | #DIV/0! | #DIV/0!
136320 | 37.8667 | #DIV/0! | #DIV/0!
136380 | 37.8833 | #DIV/0! | #DIV/0!
136440 | 37.9 | #DIV/0! | #DIV/0!
136500 | 37.9167 | #DIV/0! | #DIV/0!
136560 | 37.9333 | #DIV/0! | #DIV/0!
136620 | 37.95 | #DIV/0! | #DIV/0!
136680 | 37.9667 | #DIV/0! | #DIV/0!
136740 | 37.9833 | #DIV/0! | #DIV/0!
136800 | 38 | #DIV/0! | #DIV/0!
136860 | 38.0167 | #DIV/0! | #DIV/0!
136920 | 38.0333 | #DIV/0! | #DIV/0!
136980 | 38.05 | #DIV/0! | #DIV/0!
137040 | 38.0667 | #DIV/0! | #DIV/0!
137100 | 38.0833 | #DIV/0! | #DIV/0!
137160 | 38.1 | #DIV/0! | #DIV/0!
137220 | 38.1167 | #DIV/0! | #DIV/0!
137280 | 38.1333 | #DIV/0! | #DIV/0!
137340 | 38.15 | #DIV/0! | #DIV/0!
137400 | 38.1667 | #DIV/0! | #DIV/0!
137460 | 38.1833 | #DIV/0! | #DIV/0!
137520 | 38.2 | #DIV/0! | #DIV/0!
137580 | 38.2167 | #DIV/0! | #DIV/0!
137640 | 38.2333 | #DIV/0! | #DIV/0!
137700 | 38.25 | #DIV/0! | #DIV/0!
137760 | 38.2667 | #DIV/0! | #DIV/0!
137820 | 38.2833 | #DIV/0! | #DIV/0!
137880 | 38.3 | #DIV/0! | #DIV/0!
137940 | 38.3167 | #DIV/0! | #DIV/0!
138000 | 38.3333 | #DIV/0! | #DIV/0!
138060 | 38.35 | #DIV/0! | #DIV/0!
138120 | 38.3667 | #DIV/0! | #DIV/0!
138180 | 38.3833 | #DIV/0! | #DIV/0!
138240 | 38.4 | #DIV/0! | #DIV/0!
138300 | 38.4167 | #DIV/0! | #DIV/0!
138360 | 38.4333 | #DIV/0! | #DIV/0!
138420 | 38.45 | #DIV/0! | #DIV/0!
138480 | 38.4667 | #DIV/0! | #DIV/0!
138540 | 38.4833 | #DIV/0! | #DIV/0!
138600 | 38.5 | #DIV/0! | #DIV/0!
138660 | 38.5167 | #DIV/0! | #DIV/0!
138720 | 38.5333 | #DIV/0! | #DIV/0!
138780 | 38.55 | #DIV/0! | #DIV/0!
138840 | 38.5667 | #DIV/0! | #DIV/0!
138900 | 38.5833 | #DIV/0! | #DIV/0!
138960 | 38.6 | #DIV/0! | #DIV/0!
139020 | 38.6167 | #DIV/0! | #DIV/0!
139080 | 38.6333 | #DIV/0! | #DIV/0!
139140 | 38.65 | #DIV/0! | #DIV/0!
139200 | 38.6667 | #DIV/0! | #DIV/0!
139260 | 38.6833 | #DIV/0! | #DIV/0!
139320 | 38.7 | #DIV/0! | #DIV/0!
139380 | 38.7167 | #DIV/0! | #DIV/0!
139440 | 38.7333 | #DIV/0! | #DIV/0!
139500 | 38.75 | #DIV/0! | #DIV/0!
139560 | 38.7667 | #DIV/0! | #DIV/0!
139620 | 38.7833 | #DIV/0! | #DIV/0!
139680 | 38.8 | #DIV/0! | #DIV/0!
139740 | 38.8167 | #DIV/0! | #DIV/0!
139800 | 38.8333 | #DIV/0! | #DIV/0!
139860 | 38.85 | #DIV/0! | #DIV/0!
139920 | 38.8667 | #DIV/0! | #DIV/0!
139980 | 38.8833 | #DIV/0! | #DIV/0!
140040 | 38.9 | #DIV/0! | #DIV/0!
140100 | 38.9167 | #DIV/0! | #DIV/0!
140160 | 38.9333 | #DIV/0! | #DIV/0!
140220 | 38.95 | #DIV/0! | #DIV/0!
140280 | 38.9667 | #DIV/0! | #DIV/0!
140340 | 38.9833 | #DIV/0! | #DIV/0!
140400 | 39 | #DIV/0! | #DIV/0!
140460 | 39.0167 | #DIV/0! | #DIV/0!
140520 | 39.0333 | #DIV/0! | #DIV/0!
140580 | 39.05 | #DIV/0! | #DIV/0!
140640 | 39.0667 | #DIV/0! | #DIV/0!
140700 | 39.0833 | #DIV/0! | #DIV/0!
140760 | 39.1 | #DIV/0! | #DIV/0!
140820 | 39.1167 | #DIV/0! | #DIV/0!
140880 | 39.1333 | #DIV/0! | #DIV/0!
140940 | 39.15 | #DIV/0! | #DIV/0!
141000 | 39.1667 | #DIV/0! | #DIV/0!
141060 | 39.1833 | #DIV/0! | #DIV/0!
141120 | 39.2 | #DIV/0! | #DIV/0!
141180 | 39.2167 | #DIV/0! | #DIV/0!
141240 | 39.2333 | #DIV/0! | #DIV/0!
141300 | 39.25 | #DIV/0! | #DIV/0!
141360 | 39.2667 | #DIV/0! | #DIV/0!
141420 | 39.2833 | #DIV/0! | #DIV/0!
141480 | 39.3 | #DIV/0! | #DIV/0!
141540 | 39.3167 | #DIV/0! | #DIV/0!
141600 | 39.3333 | #DIV/0! | #DIV/0!
141660 | 39.35 | #DIV/0! | #DIV/0!
141720 | 39.3667 | #DIV/0! | #DIV/0!
141780 | 39.3833 | #DIV/0! | #DIV/0!
141840 | 39.4 | #DIV/0! | #DIV/0!
141900 | 39.4167 | #DIV/0! | #DIV/0!
141960 | 39.4333 | #DIV/0! | #DIV/0!
142020 | 39.45 | #DIV/0! | #DIV/0!
142080 | 39.4667 | #DIV/0! | #DIV/0!
142140 | 39.4833 | #DIV/0! | #DIV/0!
142200 | 39.5 | #DIV/0! | #DIV/0!
142260 | 39.5167 | #DIV/0! | #DIV/0!
142320 | 39.5333 | #DIV/0! | #DIV/0!
142380 | 39.55 | #DIV/0! | #DIV/0!
142440 | 39.5667 | #DIV/0! | #DIV/0!
142500 | 39.5833 | #DIV/0! | #DIV/0!
142560 | 39.6 | #DIV/0! | #DIV/0!
142620 | 39.6167 | #DIV/0! | #DIV/0!
142680 | 39.6333 | #DIV/0! | #DIV/0!
142740 | 39.65 | #DIV/0! | #DIV/0!
142800 | 39.6667 | #DIV/0! | #DIV/0!
142860 | 39.6833 | #DIV/0! | #DIV/0!
142920 | 39.7 | #DIV/0! | #DIV/0!
142980 | 39.7167 | #DIV/0! | #DIV/0!
143040 | 39.7333 | #DIV/0! | #DIV/0!
143100 | 39.75 | #DIV/0! | #DIV/0!
143160 | 39.7667 | #DIV/0! | #DIV/0!
143220 | 39.7833 | #DIV/0! | #DIV/0!
143280 | 39.8 | #DIV/0! | #DIV/0!
143340 | 39.8167 | #DIV/0! | #DIV/0!
143400 | 39.8333 | #DIV/0! | #DIV/0!
143460 | 39.85 | #DIV/0! | #DIV/0!
143520 | 39.8667 | #DIV/0! | #DIV/0!
143580 | 39.8833 | #DIV/0! | #DIV/0!
143640 | 39.9 | #DIV/0! | #DIV/0!
143700 | 39.9167 | #DIV/0! | #DIV/0!
143760 | 39.9333 | #DIV/0! | #DIV/0!
143820 | 39.95 | #DIV/0! | #DIV/0!
143880 | 39.9667 | #DIV/0! | #DIV/0!
143940 | 39.9833 | #DIV/0! | #DIV/0!
144000 | 40 | #DIV/0! | #DIV/0!
144060 | 40.0167 | #DIV/0! | #DIV/0!
144120 | 40.0333 | #DIV/0! | #DIV/0!
144180 | 40.05 | #DIV/0! | #DIV/0!
144240 | 40.0667 | #DIV/0! | #DIV/0!
144300 | 40.0833 | #DIV/0! | #DIV/0!
144360 | 40.1 | #DIV/0! | #DIV/0!
144420 | 40.1167 | #DIV/0! | #DIV/0!
144480 | 40.1333 | #DIV/0! | #DIV/0!
144540 | 40.15 | #DIV/0! | #DIV/0!
144600 | 40.1667 | #DIV/0! | #DIV/0!
144660 | 40.1833 | #DIV/0! | #DIV/0!
144720 | 40.2 | #DIV/0! | #DIV/0!
144780 | 40.2167 | #DIV/0! | #DIV/0!
144840 | 40.2333 | #DIV/0! | #DIV/0!
144900 | 40.25 | #DIV/0! | #DIV/0!
144960 | 40.2667 | #DIV/0! | #DIV/0!
145020 | 40.2833 | #DIV/0! | #DIV/0!
145080 | 40.3 | #DIV/0! | #DIV/0!
145140 | 40.3167 | #DIV/0! | #DIV/0!
145200 | 40.3333 | #DIV/0! | #DIV/0!
145260 | 40.35 | #DIV/0! | #DIV/0!
145320 | 40.3667 | #DIV/0! | #DIV/0!
145380 | 40.3833 | #DIV/0! | #DIV/0!
145440 | 40.4 | #DIV/0! | #DIV/0!
145500 | 40.4167 | #DIV/0! | #DIV/0!
145560 | 40.4333 | #DIV/0! | #DIV/0!
145620 | 40.45 | #DIV/0! | #DIV/0!
145680 | 40.4667 | #DIV/0! | #DIV/0!
145740 | 40.4833 | #DIV/0! | #DIV/0!
145800 | 40.5 | #DIV/0! | #DIV/0!
145860 | 40.5167 | #DIV/0! | #DIV/0!
145920 | 40.5333 | #DIV/0! | #DIV/0!
145980 | 40.55 | #DIV/0! | #DIV/0!
146040 | 40.5667 | #DIV/0! | #DIV/0!
146100 | 40.5833 | #DIV/0! | #DIV/0!
146160 | 40.6 | #DIV/0! | #DIV/0!
146220 | 40.6167 | #DIV/0! | #DIV/0!
146280 | 40.6333 | #DIV/0! | #DIV/0!
146340 | 40.65 | #DIV/0! | #DIV/0!
146400 | 40.6667 | #DIV/0! | #DIV/0!
146460 | 40.6833 | #DIV/0! | #DIV/0!
146520 | 40.7 | #DIV/0! | #DIV/0!
146580 | 40.7167 | #DIV/0! | #DIV/0!
146640 | 40.7333 | #DIV/0! | #DIV/0!
146700 | 40.75 | #DIV/0! | #DIV/0!
146760 | 40.7667 | #DIV/0! | #DIV/0!
146820 | 40.7833 | #DIV/0! | #DIV/0!
146880 | 40.8 | #DIV/0! | #DIV/0!
146940 | 40.8167 | #DIV/0! | #DIV/0!
147000 | 40.8333 | #DIV/0! | #DIV/0!
147060 | 40.85 | #DIV/0! | #DIV/0!
147120 | 40.8667 | #DIV/0! | #DIV/0!
147180 | 40.8833 | #DIV/0! | #DIV/0!
147240 | 40.9 | #DIV/0! | #DIV/0!
147300 | 40.9167 | #DIV/0! | #DIV/0!
147360 | 40.9333 | #DIV/0! | #DIV/0!
147420 | 40.95 | #DIV/0! | #DIV/0!
147480 | 40.9667 | #DIV/0! | #DIV/0!
147540 | 40.9833 | #DIV/0! | #DIV/0!
147600 | 41 | #DIV/0! | #DIV/0!
147660 | 41.0167 | #DIV/0! | #DIV/0!
147720 | 41.0333 | #DIV/0! | #DIV/0!
147780 | 41.05 | #DIV/0! | #DIV/0!
147840 | 41.0667 | #DIV/0! | #DIV/0!
147900 | 41.0833 | #DIV/0! | #DIV/0!
147960 | 41.1 | #DIV/0! | #DIV/0!
148020 | 41.1167 | #DIV/0! | #DIV/0!
148080 | 41.1333 | #DIV/0! | #DIV/0!
148140 | 41.15 | #DIV/0! | #DIV/0!
148200 | 41.1667 | #DIV/0! | #DIV/0!
148260 | 41.1833 | #DIV/0! | #DIV/0!
148320 | 41.2 | #DIV/0! | #DIV/0!
148380 | 41.2167 | #DIV/0! | #DIV/0!
148440 | 41.2333 | #DIV/0! | #DIV/0!
148500 | 41.25 | #DIV/0! | #DIV/0!
148560 | 41.2667 | #DIV/0! | #DIV/0!
148620 | 41.2833 | #DIV/0! | #DIV/0!
148680 | 41.3 | #DIV/0! | #DIV/0!
148740 | 41.3167 | #DIV/0! | #DIV/0!
148800 | 41.3333 | #DIV/0! | #DIV/0!
148860 | 41.35 | #DIV/0! | #DIV/0!
148920 | 41.3667 | #DIV/0! | #DIV/0!
148980 | 41.3833 | #DIV/0! | #DIV/0!
149040 | 41.4 | #DIV/0! | #DIV/0!
149100 | 41.4167 | #DIV/0! | #DIV/0!
149160 | 41.4333 | #DIV/0! | #DIV/0!
149220 | 41.45 | #DIV/0! | #DIV/0!
149280 | 41.4667 | #DIV/0! | #DIV/0!
149340 | 41.4833 | #DIV/0! | #DIV/0!
149400 | 41.5 | #DIV/0! | #DIV/0!
149460 | 41.5167 | #DIV/0! | #DIV/0!
149520 | 41.5333 | #DIV/0! | #DIV/0!
149580 | 41.55 | #DIV/0! | #DIV/0!
149640 | 41.5667 | #DIV/0! | #DIV/0!
149700 | 41.5833 | #DIV/0! | #DIV/0!
149760 | 41.6 | #DIV/0! | #DIV/0!
149820 | 41.6167 | #DIV/0! | #DIV/0!
149880 | 41.6333 | #DIV/0! | #DIV/0!
149940 | 41.65 | #DIV/0! | #DIV/0!
150000 | 41.6667 | #DIV/0! | #DIV/0!
150060 | 41.6833 | #DIV/0! | #DIV/0!
150120 | 41.7 | #DIV/0! | #DIV/0!
150180 | 41.7167 | #DIV/0! | #DIV/0!
150240 | 41.7333 | #DIV/0! | #DIV/0!
150300 | 41.75 | #DIV/0! | #DIV/0!
150360 | 41.7667 | #DIV/0! | #DIV/0!
150420 | 41.7833 | #DIV/0! | #DIV/0!
150480 | 41.8 | #DIV/0! | #DIV/0!
150540 | 41.8167 | #DIV/0! | #DIV/0!
150600 | 41.8333 | #DIV/0! | #DIV/0!
150660 | 41.85 | #DIV/0! | #DIV/0!
150720 | 41.8667 | #DIV/0! | #DIV/0!
150780 | 41.8833 | #DIV/0! | #DIV/0!
150840 | 41.9 | #DIV/0! | #DIV/0!
150900 | 41.9167 | #DIV/0! | #DIV/0!
150960 | 41.9333 | #DIV/0! | #DIV/0!
151020 | 41.95 | #DIV/0! | #DIV/0!
151080 | 41.9667 | #DIV/0! | #DIV/0!
151140 | 41.9833 | #DIV/0! | #DIV/0!
151200 | 42 | #DIV/0! | #DIV/0!
151260 | 42.0167 | #DIV/0! | #DIV/0!
151320 | 42.0333 | #DIV/0! | #DIV/0!
151380 | 42.05 | #DIV/0! | #DIV/0!
151440 | 42.0667 | #DIV/0! | #DIV/0!
151500 | 42.0833 | #DIV/0! | #DIV/0!
151560 | 42.1 | #DIV/0! | #DIV/0!
151620 | 42.1167 | #DIV/0! | #DIV/0!
151680 | 42.1333 | #DIV/0! | #DIV/0!
151740 | 42.15 | #DIV/0! | #DIV/0!
151800 | 42.1667 | #DIV/0! | #DIV/0!
151860 | 42.1833 | #DIV/0! | #DIV/0!
151920 | 42.2 | #DIV/0! | #DIV/0!
151980 | 42.2167 | #DIV/0! | #DIV/0!
152040 | 42.2333 | #DIV/0! | #DIV/0!
152100 | 42.25 | #DIV/0! | #DIV/0!
152160 | 42.2667 | #DIV/0! | #DIV/0!
152220 | 42.2833 | #DIV/0! | #DIV/0!
152280 | 42.3 | #DIV/0! | #DIV/0!
152340 | 42.3167 | #DIV/0! | #DIV/0!
152400 | 42.3333 | #DIV/0! | #DIV/0!
152460 | 42.35 | #DIV/0! | #DIV/0!
152520 | 42.3667 | #DIV/0! | #DIV/0!
152580 | 42.3833 | #DIV/0! | #DIV/0!
152640 | 42.4 | #DIV/0! | #DIV/0!
152700 | 42.4167 | #DIV/0! | #DIV/0!
152760 | 42.4333 | #DIV/0! | #DIV/0!
152820 | 42.45 | #DIV/0! | #DIV/0!
152880 | 42.4667 | #DIV/0! | #DIV/0!
152940 | 42.4833 | #DIV/0! | #DIV/0!
153000 | 42.5 | #DIV/0! | #DIV/0!
153060 | 42.5167 | #DIV/0! | #DIV/0!
153120 | 42.5333 | #DIV/0! | #DIV/0!
153180 | 42.55 | #DIV/0! | #DIV/0!
153240 | 42.5667 | #DIV/0! | #DIV/0!
153300 | 42.5833 | #DIV/0! | #DIV/0!
153360 | 42.6 | #DIV/0! | #DIV/0!
153420 | 42.6167 | #DIV/0! | #DIV/0!
153480 | 42.6333 | #DIV/0! | #DIV/0!
153540 | 42.65 | #DIV/0! | #DIV/0!
153600 | 42.6667 | #DIV/0! | #DIV/0!
153660 | 42.6833 | #DIV/0! | #DIV/0!
153720 | 42.7 | #DIV/0! | #DIV/0!
153780 | 42.7167 | #DIV/0! | #DIV/0!
153840 | 42.7333 | #DIV/0! | #DIV/0!
153900 | 42.75 | #DIV/0! | #DIV/0!
153960 | 42.7667 | #DIV/0! | #DIV/0!
154020 | 42.7833 | #DIV/0! | #DIV/0!
154080 | 42.8 | #DIV/0! | #DIV/0!
154140 | 42.8167 | #DIV/0! | #DIV/0!
154200 | 42.8333 | #DIV/0! | #DIV/0!
154260 | 42.85 | #DIV/0! | #DIV/0!
154320 | 42.8667 | #DIV/0! | #DIV/0!
154380 | 42.8833 | #DIV/0! | #DIV/0!
154440 | 42.9 | #DIV/0! | #DIV/0!
154500 | 42.9167 | #DIV/0! | #DIV/0!
154560 | 42.9333 | #DIV/0! | #DIV/0!
154620 | 42.95 | #DIV/0! | #DIV/0!
154680 | 42.9667 | #DIV/0! | #DIV/0!
154740 | 42.9833 | #DIV/0! | #DIV/0!
154800 | 43 | #DIV/0! | #DIV/0!
154860 | 43.0167 | #DIV/0! | #DIV/0!
154920 | 43.0333 | #DIV/0! | #DIV/0!
154980 | 43.05 | #DIV/0! | #DIV/0!
155040 | 43.0667 | #DIV/0! | #DIV/0!
155100 | 43.0833 | #DIV/0! | #DIV/0!
155160 | 43.1 | #DIV/0! | #DIV/0!
155220 | 43.1167 | #DIV/0! | #DIV/0!
155280 | 43.1333 | #DIV/0! | #DIV/0!
155340 | 43.15 | #DIV/0! | #DIV/0!
155400 | 43.1667 | #DIV/0! | #DIV/0!
155460 | 43.1833 | #DIV/0! | #DIV/0!
155520 | 43.2 | #DIV/0! | #DIV/0!
155580 | 43.2167 | #DIV/0! | #DIV/0!
155640 | 43.2333 | #DIV/0! | #DIV/0!
155700 | 43.25 | #DIV/0! | #DIV/0!
155760 | 43.2667 | #DIV/0! | #DIV/0!
155820 | 43.2833 | #DIV/0! | #DIV/0!
155880 | 43.3 | #DIV/0! | #DIV/0!
155940 | 43.3167 | #DIV/0! | #DIV/0!
156000 | 43.3333 | #DIV/0! | #DIV/0!
156060 | 43.35 | #DIV/0! | #DIV/0!
156120 | 43.3667 | #DIV/0! | #DIV/0!
156180 | 43.3833 | #DIV/0! | #DIV/0!
156240 | 43.4 | #DIV/0! | #DIV/0!
156300 | 43.4167 | #DIV/0! | #DIV/0!
156360 | 43.4333 | #DIV/0! | #DIV/0!
156420 | 43.45 | #DIV/0! | #DIV/0!
156480 | 43.4667 | #DIV/0! | #DIV/0!
156540 | 43.4833 | #DIV/0! | #DIV/0!
156600 | 43.5 | #DIV/0! | #DIV/0!
156660 | 43.5167 | #DIV/0! | #DIV/0!
156720 | 43.5333 | #DIV/0! | #DIV/0!
156780 | 43.55 | #DIV/0! | #DIV/0!
156840 | 43.5667 | #DIV/0! | #DIV/0!
156900 | 43.5833 | #DIV/0! | #DIV/0!
156960 | 43.6 | #DIV/0! | #DIV/0!
157020 | 43.6167 | #DIV/0! | #DIV/0!
157080 | 43.6333 | #DIV/0! | #DIV/0!
157140 | 43.65 | #DIV/0! | #DIV/0!
157200 | 43.6667 | #DIV/0! | #DIV/0!
157260 | 43.6833 | #DIV/0! | #DIV/0!
157320 | 43.7 | #DIV/0! | #DIV/0!
157380 | 43.7167 | #DIV/0! | #DIV/0!
157440 | 43.7333 | #DIV/0! | #DIV/0!
157500 | 43.75 | #DIV/0! | #DIV/0!
157560 | 43.7667 | #DIV/0! | #DIV/0!
157620 | 43.7833 | #DIV/0! | #DIV/0!
157680 | 43.8 | #DIV/0! | #DIV/0!
157740 | 43.8167 | #DIV/0! | #DIV/0!
157800 | 43.8333 | #DIV/0! | #DIV/0!
157860 | 43.85 | #DIV/0! | #DIV/0!
157920 | 43.8667 | #DIV/0! | #DIV/0!
157980 | 43.8833 | #DIV/0! | #DIV/0!
158040 | 43.9 | #DIV/0! | #DIV/0!
158100 | 43.9167 | #DIV/0! | #DIV/0!
158160 | 43.9333 | #DIV/0! | #DIV/0!
158220 | 43.95 | #DIV/0! | #DIV/0!
158280 | 43.9667 | #DIV/0! | #DIV/0!
158340 | 43.9833 | #DIV/0! | #DIV/0!
158400 | 44 | #DIV/0! | #DIV/0!
158460 | 44.0167 | #DIV/0! | #DIV/0!
158520 | 44.0333 | #DIV/0! | #DIV/0!
158580 | 44.05 | #DIV/0! | #DIV/0!
158640 | 44.0667 | #DIV/0! | #DIV/0!
158700 | 44.0833 | #DIV/0! | #DIV/0!
158760 | 44.1 | #DIV/0! | #DIV/0!
158820 | 44.1167 | #DIV/0! | #DIV/0!
158880 | 44.1333 | #DIV/0! | #DIV/0!
158940 | 44.15 | #DIV/0! | #DIV/0!
159000 | 44.1667 | #DIV/0! | #DIV/0!
159060 | 44.1833 | #DIV/0! | #DIV/0!
159120 | 44.2 | #DIV/0! | #DIV/0!
159180 | 44.2167 | #DIV/0! | #DIV/0!
159240 | 44.2333 | #DIV/0! | #DIV/0!
159300 | 44.25 | #DIV/0! | #DIV/0!
159360 | 44.2667 | #DIV/0! | #DIV/0!
159420 | 44.2833 | #DIV/0! | #DIV/0!
159480 | 44.3 | #DIV/0! | #DIV/0!
159540 | 44.3167 | #DIV/0! | #DIV/0!
159600 | 44.3333 | #DIV/0! | #DIV/0!
159660 | 44.35 | #DIV/0! | #DIV/0!
159720 | 44.3667 | #DIV/0! | #DIV/0!
159780 | 44.3833 | #DIV/0! | #DIV/0!
159840 | 44.4 | #DIV/0! | #DIV/0!
159900 | 44.4167 | #DIV/0! | #DIV/0!
159960 | 44.4333 | #DIV/0! | #DIV/0!
160020 | 44.45 | #DIV/0! | #DIV/0!
160080 | 44.4667 | #DIV/0! | #DIV/0!
160140 | 44.4833 | #DIV/0! | #DIV/0!
160200 | 44.5 | #DIV/0! | #DIV/0!
160260 | 44.5167 | #DIV/0! | #DIV/0!
160320 | 44.5333 | #DIV/0! | #DIV/0!
160380 | 44.55 | #DIV/0! | #DIV/0!
160440 | 44.5667 | #DIV/0! | #DIV/0!
160500 | 44.5833 | #DIV/0! | #DIV/0!
160560 | 44.6 | #DIV/0! | #DIV/0!
160620 | 44.6167 | #DIV/0! | #DIV/0!
160680 | 44.6333 | #DIV/0! | #DIV/0!
160740 | 44.65 | #DIV/0! | #DIV/0!
160800 | 44.6667 | #DIV/0! | #DIV/0!
160860 | 44.6833 | #DIV/0! | #DIV/0!
160920 | 44.7 | #DIV/0! | #DIV/0!
160980 | 44.7167 | #DIV/0! | #DIV/0!
161040 | 44.7333 | #DIV/0! | #DIV/0!
161100 | 44.75 | #DIV/0! | #DIV/0!
161160 | 44.7667 | #DIV/0! | #DIV/0!
161220 | 44.7833 | #DIV/0! | #DIV/0!
161280 | 44.8 | #DIV/0! | #DIV/0!
161340 | 44.8167 | #DIV/0! | #DIV/0!
161400 | 44.8333 | #DIV/0! | #DIV/0!
161460 | 44.85 | #DIV/0! | #DIV/0!
161520 | 44.8667 | #DIV/0! | #DIV/0!
161580 | 44.8833 | #DIV/0! | #DIV/0!
161640 | 44.9 | #DIV/0! | #DIV/0!
161700 | 44.9167 | #DIV/0! | #DIV/0!
161760 | 44.9333 | #DIV/0! | #DIV/0!
161820 | 44.95 | #DIV/0! | #DIV/0!
161880 | 44.9667 | #DIV/0! | #DIV/0!
161940 | 44.9833 | #DIV/0! | #DIV/0!
162000 | 45 | #DIV/0! | #DIV/0!
162060 | 45.0167 | #DIV/0! | #DIV/0!
162120 | 45.0333 | #DIV/0! | #DIV/0!
162180 | 45.05 | #DIV/0! | #DIV/0!
162240 | 45.0667 | #DIV/0! | #DIV/0!
162300 | 45.0833 | #DIV/0! | #DIV/0!
162360 | 45.1 | #DIV/0! | #DIV/0!
162420 | 45.1167 | #DIV/0! | #DIV/0!
162480 | 45.1333 | #DIV/0! | #DIV/0!
162540 | 45.15 | #DIV/0! | #DIV/0!
162600 | 45.1667 | #DIV/0! | #DIV/0!
162660 | 45.1833 | #DIV/0! | #DIV/0!
162720 | 45.2 | #DIV/0! | #DIV/0!
162780 | 45.2167 | #DIV/0! | #DIV/0!
162840 | 45.2333 | #DIV/0! | #DIV/0!
162900 | 45.25 | #DIV/0! | #DIV/0!
162960 | 45.2667 | #DIV/0! | #DIV/0!
163020 | 45.2833 | #DIV/0! | #DIV/0!
163080 | 45.3 | #DIV/0! | #DIV/0!
163140 | 45.3167 | #DIV/0! | #DIV/0!
163200 | 45.3333 | #DIV/0! | #DIV/0!
163260 | 45.35 | #DIV/0! | #DIV/0!
163320 | 45.3667 | #DIV/0! | #DIV/0!
163380 | 45.3833 | #DIV/0! | #DIV/0!
163440 | 45.4 | #DIV/0! | #DIV/0!
163500 | 45.4167 | #DIV/0! | #DIV/0!
163560 | 45.4333 | #DIV/0! | #DIV/0!
163620 | 45.45 | #DIV/0! | #DIV/0!
163680 | 45.4667 | #DIV/0! | #DIV/0!
163740 | 45.4833 | #DIV/0! | #DIV/0!
163800 | 45.5 | #DIV/0! | #DIV/0!
163860 | 45.5167 | #DIV/0! | #DIV/0!
163920 | 45.5333 | #DIV/0! | #DIV/0!
163980 | 45.55 | #DIV/0! | #DIV/0!
164040 | 45.5667 | #DIV/0! | #DIV/0!
164100 | 45.5833 | #DIV/0! | #DIV/0!
164160 | 45.6 | #DIV/0! | #DIV/0!
164220 | 45.6167 | #DIV/0! | #DIV/0!
164280 | 45.6333 | #DIV/0! | #DIV/0!
164340 | 45.65 | #DIV/0! | #DIV/0!
164400 | 45.6667 | #DIV/0! | #DIV/0!
164460 | 45.6833 | #DIV/0! | #DIV/0!
164520 | 45.7 | #DIV/0! | #DIV/0!
164580 | 45.7167 | #DIV/0! | #DIV/0!
164640 | 45.7333 | #DIV/0! | #DIV/0!
164700 | 45.75 | #DIV/0! | #DIV/0!
164760 | 45.7667 | #DIV/0! | #DIV/0!
164820 | 45.7833 | #DIV/0! | #DIV/0!
164880 | 45.8 | #DIV/0! | #DIV/0!
164940 | 45.8167 | #DIV/0! | #DIV/0!
165000 | 45.8333 | #DIV/0! | #DIV/0!
165060 | 45.85 | #DIV/0! | #DIV/0!
165120 | 45.8667 | #DIV/0! | #DIV/0!
165180 | 45.8833 | #DIV/0! | #DIV/0!
165240 | 45.9 | #DIV/0! | #DIV/0!
165300 | 45.9167 | #DIV/0! | #DIV/0!
165360 | 45.9333 | #DIV/0! | #DIV/0!
165420 | 45.95 | #DIV/0! | #DIV/0!
165480 | 45.9667 | #DIV/0! | #DIV/0!
165540 | 45.9833 | #DIV/0! | #DIV/0!
165600 | 46 | #DIV/0! | #DIV/0!
165660 | 46.0167 | #DIV/0! | #DIV/0!
165720 | 46.0333 | #DIV/0! | #DIV/0!
165780 | 46.05 | #DIV/0! | #DIV/0!
165840 | 46.0667 | #DIV/0! | #DIV/0!
165900 | 46.0833 | #DIV/0! | #DIV/0!
165960 | 46.1 | #DIV/0! | #DIV/0!
166020 | 46.1167 | #DIV/0! | #DIV/0!
166080 | 46.1333 | #DIV/0! | #DIV/0!
166140 | 46.15 | #DIV/0! | #DIV/0!
166200 | 46.1667 | #DIV/0! | #DIV/0!
166260 | 46.1833 | #DIV/0! | #DIV/0!
166320 | 46.2 | #DIV/0! | #DIV/0!
166380 | 46.2167 | #DIV/0! | #DIV/0!
166440 | 46.2333 | #DIV/0! | #DIV/0!
166500 | 46.25 | #DIV/0! | #DIV/0!
166560 | 46.2667 | #DIV/0! | #DIV/0!
166620 | 46.2833 | #DIV/0! | #DIV/0!
166680 | 46.3 | #DIV/0! | #DIV/0!
166740 | 46.3167 | #DIV/0! | #DIV/0!
166800 | 46.3333 | #DIV/0! | #DIV/0!
166860 | 46.35 | #DIV/0! | #DIV/0!
166920 | 46.3667 | #DIV/0! | #DIV/0!
166980 | 46.3833 | #DIV/0! | #DIV/0!
167040 | 46.4 | #DIV/0! | #DIV/0!
167100 | 46.4167 | #DIV/0! | #DIV/0!
167160 | 46.4333 | #DIV/0! | #DIV/0!
167220 | 46.45 | #DIV/0! | #DIV/0!
167280 | 46.4667 | #DIV/0! | #DIV/0!
167340 | 46.4833 | #DIV/0! | #DIV/0!
167400 | 46.5 | #DIV/0! | #DIV/0!
167460 | 46.5167 | #DIV/0! | #DIV/0!
167520 | 46.5333 | #DIV/0! | #DIV/0!
167580 | 46.55 | #DIV/0! | #DIV/0!
167640 | 46.5667 | #DIV/0! | #DIV/0!
167700 | 46.5833 | #DIV/0! | #DIV/0!
167760 | 46.6 | #DIV/0! | #DIV/0!
167820 | 46.6167 | #DIV/0! | #DIV/0!
167880 | 46.6333 | #DIV/0! | #DIV/0!
167940 | 46.65 | #DIV/0! | #DIV/0!
168000 | 46.6667 | #DIV/0! | #DIV/0!
168060 | 46.6833 | #DIV/0! | #DIV/0!
168120 | 46.7 | #DIV/0! | #DIV/0!
168180 | 46.7167 | #DIV/0! | #DIV/0!
168240 | 46.7333 | #DIV/0! | #DIV/0!
168300 | 46.75 | #DIV/0! | #DIV/0!
168360 | 46.7667 | #DIV/0! | #DIV/0!
168420 | 46.7833 | #DIV/0! | #DIV/0!
168480 | 46.8 | #DIV/0! | #DIV/0!
168540 | 46.8167 | #DIV/0! | #DIV/0!
168600 | 46.8333 | #DIV/0! | #DIV/0!
168660 | 46.85 | #DIV/0! | #DIV/0!
168720 | 46.8667 | #DIV/0! | #DIV/0!
168780 | 46.8833 | #DIV/0! | #DIV/0!
168840 | 46.9 | #DIV/0! | #DIV/0!
168900 | 46.9167 | #DIV/0! | #DIV/0!
168960 | 46.9333 | #DIV/0! | #DIV/0!
169020 | 46.95 | #DIV/0! | #DIV/0!
169080 | 46.9667 | #DIV/0! | #DIV/0!
169140 | 46.9833 | #DIV/0! | #DIV/0!
169200 | 47 | #DIV/0! | #DIV/0!
169260 | 47.0167 | #DIV/0! | #DIV/0!
169320 | 47.0333 | #DIV/0! | #DIV/0!
169380 | 47.05 | #DIV/0! | #DIV/0!
169440 | 47.0667 | #DIV/0! | #DIV/0!
169500 | 47.0833 | #DIV/0! | #DIV/0!
169560 | 47.1 | #DIV/0! | #DIV/0!
169620 | 47.1167 | #DIV/0! | #DIV/0!
169680 | 47.1333 | #DIV/0! | #DIV/0!
169740 | 47.15 | #DIV/0! | #DIV/0!
169800 | 47.1667 | #DIV/0! | #DIV/0!
169860 | 47.1833 | #DIV/0! | #DIV/0!
169920 | 47.2 | #DIV/0! | #DIV/0!
169980 | 47.2167 | #DIV/0! | #DIV/0!
170040 | 47.2333 | #DIV/0! | #DIV/0!
170100 | 47.25 | #DIV/0! | #DIV/0!
170160 | 47.2667 | #DIV/0! | #DIV/0!
170220 | 47.2833 | #DIV/0! | #DIV/0!
170280 | 47.3 | #DIV/0! | #DIV/0!
170340 | 47.3167 | #DIV/0! | #DIV/0!
170400 | 47.3333 | #DIV/0! | #DIV/0!
170460 | 47.35 | #DIV/0! | #DIV/0!
170520 | 47.3667 | #DIV/0! | #DIV/0!
170580 | 47.3833 | #DIV/0! | #DIV/0!
170640 | 47.4 | #DIV/0! | #DIV/0!
170700 | 47.4167 | #DIV/0! | #DIV/0!
170760 | 47.4333 | #DIV/0! | #DIV/0!
170820 | 47.45 | #DIV/0! | #DIV/0!
170880 | 47.4667 | #DIV/0! | #DIV/0!
170940 | 47.4833 | #DIV/0! | #DIV/0!
171000 | 47.5 | #DIV/0! | #DIV/0!
171060 | 47.5167 | #DIV/0! | #DIV/0!
171120 | 47.5333 | #DIV/0! | #DIV/0!
171180 | 47.55 | #DIV/0! | #DIV/0!
171240 | 47.5667 | #DIV/0! | #DIV/0!
171300 | 47.5833 | #DIV/0! | #DIV/0!
171360 | 47.6 | #DIV/0! | #DIV/0!
171420 | 47.6167 | #DIV/0! | #DIV/0!
171480 | 47.6333 | #DIV/0! | #DIV/0!
171540 | 47.65 | #DIV/0! | #DIV/0!
171600 | 47.6667 | #DIV/0! | #DIV/0!
171660 | 47.6833 | #DIV/0! | #DIV/0!
171720 | 47.7 | #DIV/0! | #DIV/0!
171780 | 47.7167 | #DIV/0! | #DIV/0!
171840 | 47.7333 | #DIV/0! | #DIV/0!
171900 | 47.75 | #DIV/0! | #DIV/0!
171960 | 47.7667 | #DIV/0! | #DIV/0!
172020 | 47.7833 | #DIV/0! | #DIV/0!
172080 | 47.8 | #DIV/0! | #DIV/0!
172140 | 47.8167 | #DIV/0! | #DIV/0!
172200 | 47.8333 | #DIV/0! | #DIV/0!
172260 | 47.85 | #DIV/0! | #DIV/0!
172320 | 47.8667 | #DIV/0! | #DIV/0!
172380 | 47.8833 | #DIV/0! | #DIV/0!
172440 | 47.9 | #DIV/0! | #DIV/0!
172500 | 47.9167 | #DIV/0! | #DIV/0!
172560 | 47.9333 | #DIV/0! | #DIV/0!
172620 | 47.95 | #DIV/0! | #DIV/0!
172680 | 47.9667 | #DIV/0! | #DIV/0!
172740 | 47.9833 | #DIV/0! | #DIV/0!
172800 | 48 | #DIV/0! | #DIV/0!
172860 | 48.0167 | #DIV/0! | #DIV/0!
172920 | 48.0333 | #DIV/0! | #DIV/0!
172980 | 48.05 | #DIV/0! | #DIV/0!
173040 | 48.0667 | #DIV/0! | #DIV/0!
173100 | 48.0833 | #DIV/0! | #DIV/0!
173160 | 48.1 | #DIV/0! | #DIV/0!
173220 | 48.1167 | #DIV/0! | #DIV/0!
173280 | 48.1333 | #DIV/0! | #DIV/0!
173340 | 48.15 | #DIV/0! | #DIV/0!
173400 | 48.1667 | #DIV/0! | #DIV/0!
173460 | 48.1833 | #DIV/0! | #DIV/0!
173520 | 48.2 | #DIV/0! | #DIV/0!
173580 | 48.2167 | #DIV/0! | #DIV/0!
173640 | 48.2333 | #DIV/0! | #DIV/0!
173700 | 48.25 | #DIV/0! | #DIV/0!
173760 | 48.2667 | #DIV/0! | #DIV/0!
173820 | 48.2833 | #DIV/0! | #DIV/0!
173880 | 48.3 | #DIV/0! | #DIV/0!
173940 | 48.3167 | #DIV/0! | #DIV/0!
174000 | 48.3333 | #DIV/0! | #DIV/0!
174060 | 48.35 | #DIV/0! | #DIV/0!
174120 | 48.3667 | #DIV/0! | #DIV/0!
174180 | 48.3833 | #DIV/0! | #DIV/0!
174240 | 48.4 | #DIV/0! | #DIV/0!
174300 | 48.4167 | #DIV/0! | #DIV/0!
174360 | 48.4333 | #DIV/0! | #DIV/0!
174420 | 48.45 | #DIV/0! | #DIV/0!
174480 | 48.4667 | #DIV/0! | #DIV/0!
174540 | 48.4833 | #DIV/0! | #DIV/0!
174600 | 48.5 | #DIV/0! | #DIV/0!
174660 | 48.5167 | #DIV/0! | #DIV/0!
174720 | 48.5333 | #DIV/0! | #DIV/0!
174780 | 48.55 | #DIV/0! | #DIV/0!
174840 | 48.5667 | #DIV/0! | #DIV/0!
174900 | 48.5833 | #DIV/0! | #DIV/0!
174960 | 48.6 | #DIV/0! | #DIV/0!
175020 | 48.6167 | #DIV/0! | #DIV/0!
175080 | 48.6333 | #DIV/0! | #DIV/0!
175140 | 48.65 | #DIV/0! | #DIV/0!
175200 | 48.6667 | #DIV/0! | #DIV/0!
175260 | 48.6833 | #DIV/0! | #DIV/0!
175320 | 48.7 | #DIV/0! | #DIV/0!
175380 | 48.7167 | #DIV/0! | #DIV/0!
175440 | 48.7333 | #DIV/0! | #DIV/0!
175500 | 48.75 | #DIV/0! | #DIV/0!
175560 | 48.7667 | #DIV/0! | #DIV/0!
175620 | 48.7833 | #DIV/0! | #DIV/0!
175680 | 48.8 | #DIV/0! | #DIV/0!
175740 | 48.8167 | #DIV/0! | #DIV/0!
175800 | 48.8333 | #DIV/0! | #DIV/0!
175860 | 48.85 | #DIV/0! | #DIV/0!
175920 | 48.8667 | #DIV/0! | #DIV/0!
175980 | 48.8833 | #DIV/0! | #DIV/0!
176040 | 48.9 | #DIV/0! | #DIV/0!
176100 | 48.9167 | #DIV/0! | #DIV/0!
176160 | 48.9333 | #DIV/0! | #DIV/0!
176220 | 48.95 | #DIV/0! | #DIV/0!
176280 | 48.9667 | #DIV/0! | #DIV/0!
176340 | 48.9833 | #DIV/0! | #DIV/0!
176400 | 49 | #DIV/0! | #DIV/0!
176460 | 49.0167 | #DIV/0! | #DIV/0!
176520 | 49.0333 | #DIV/0! | #DIV/0!
176580 | 49.05 | #DIV/0! | #DIV/0!
176640 | 49.0667 | #DIV/0! | #DIV/0!
176700 | 49.0833 | #DIV/0! | #DIV/0!
176760 | 49.1 | #DIV/0! | #DIV/0!
176820 | 49.1167 | #DIV/0! | #DIV/0!
176880 | 49.1333 | #DIV/0! | #DIV/0!
176940 | 49.15 | #DIV/0! | #DIV/0!
177000 | 49.1667 | #DIV/0! | #DIV/0!
177060 | 49.1833 | #DIV/0! | #DIV/0!
177120 | 49.2 | #DIV/0! | #DIV/0!
177180 | 49.2167 | #DIV/0! | #DIV/0!
177240 | 49.2333 | #DIV/0! | #DIV/0!
177300 | 49.25 | #DIV/0! | #DIV/0!
177360 | 49.2667 | #DIV/0! | #DIV/0!
177420 | 49.2833 | #DIV/0! | #DIV/0!
177480 | 49.3 | #DIV/0! | #DIV/0!
177540 | 49.3167 | #DIV/0! | #DIV/0!
177600 | 49.3333 | #DIV/0! | #DIV/0!
177660 | 49.35 | #DIV/0! | #DIV/0!
177720 | 49.3667 | #DIV/0! | #DIV/0!
177780 | 49.3833 | #DIV/0! | #DIV/0!
177840 | 49.4 | #DIV/0! | #DIV/0!
177900 | 49.4167 | #DIV/0! | #DIV/0!
177960 | 49.4333 | #DIV/0! | #DIV/0!
178020 | 49.45 | #DIV/0! | #DIV/0!
178080 | 49.4667 | #DIV/0! | #DIV/0!
178140 | 49.4833 | #DIV/0! | #DIV/0!
178200 | 49.5 | #DIV/0! | #DIV/0!
178260 | 49.5167 | #DIV/0! | #DIV/0!
178320 | 49.5333 | #DIV/0! | #DIV/0!
178380 | 49.55 | #DIV/0! | #DIV/0!
178440 | 49.5667 | #DIV/0! | #DIV/0!
178500 | 49.5833 | #DIV/0! | #DIV/0!
178560 | 49.6 | #DIV/0! | #DIV/0!
178620 | 49.6167 | #DIV/0! | #DIV/0!
178680 | 49.6333 | #DIV/0! | #DIV/0!
178740 | 49.65 | #DIV/0! | #DIV/0!
178800 | 49.6667 | #DIV/0! | #DIV/0!
178860 | 49.6833 | #DIV/0! | #DIV/0!
178920 | 49.7 | #DIV/0! | #DIV/0!
178980 | 49.7167 | #DIV/0! | #DIV/0!
179040 | 49.7333 | #DIV/0! | #DIV/0!
179100 | 49.75 | #DIV/0! | #DIV/0!
179160 | 49.7667 | #DIV/0! | #DIV/0!
179220 | 49.7833 | #DIV/0! | #DIV/0!
179280 | 49.8 | #DIV/0! | #DIV/0!
179340 | 49.8167 | #DIV/0! | #DIV/0!
179400 | 49.8333 | #DIV/0! | #DIV/0!
179460 | 49.85 | #DIV/0! | #DIV/0!
179520 | 49.8667 | #DIV/0! | #DIV/0!
179580 | 49.8833 | #DIV/0! | #DIV/0!
179640 | 49.9 | #DIV/0! | #DIV/0!
179700 | 49.9167 | #DIV/0! | #DIV/0!
179760 | 49.9333 | #DIV/0! | #DIV/0!
179820 | 49.95 | #DIV/0! | #DIV/0!
179880 | 49.9667 | #DIV/0! | #DIV/0!
179940 | 49.9833 | #DIV/0! | #DIV/0!
180000 | 50 | #DIV/0! | #DIV/0!
180060 | 50.0167 | #DIV/0! | #DIV/0!
180120 | 50.0333 | #DIV/0! | #DIV/0!
180180 | 50.05 | #DIV/0! | #DIV/0!
180240 | 50.0667 | #DIV/0! | #DIV/0!
180300 | 50.0833 | #DIV/0! | #DIV/0!
180360 | 50.1 | #DIV/0! | #DIV/0!
180420 | 50.1167 | #DIV/0! | #DIV/0!
180480 | 50.1333 | #DIV/0! | #DIV/0!
180540 | 50.15 | #DIV/0! | #DIV/0!
180600 | 50.1667 | #DIV/0! | #DIV/0!
180660 | 50.1833 | #DIV/0! | #DIV/0!
180720 | 50.2 | #DIV/0! | #DIV/0!
180780 | 50.2167 | #DIV/0! | #DIV/0!
180840 | 50.2333 | #DIV/0! | #DIV/0!
180900 | 50.25 | #DIV/0! | #DIV/0!
180960 | 50.2667 | #DIV/0! | #DIV/0!
181020 | 50.2833 | #DIV/0! | #DIV/0!
181080 | 50.3 | #DIV/0! | #DIV/0!
181140 | 50.3167 | #DIV/0! | #DIV/0!
181200 | 50.3333 | #DIV/0! | #DIV/0!
181260 | 50.35 | #DIV/0! | #DIV/0!
181320 | 50.3667 | #DIV/0! | #DIV/0!
181380 | 50.3833 | #DIV/0! | #DIV/0!
181440 | 50.4 | #DIV/0! | #DIV/0!
181500 | 50.4167 | #DIV/0! | #DIV/0!
181560 | 50.4333 | #DIV/0! | #DIV/0!
181620 | 50.45 | #DIV/0! | #DIV/0!
181680 | 50.4667 | #DIV/0! | #DIV/0!
181740 | 50.4833 | #DIV/0! | #DIV/0!
181800 | 50.5 | #DIV/0! | #DIV/0!
181860 | 50.5167 | #DIV/0! | #DIV/0!
181920 | 50.5333 | #DIV/0! | #DIV/0!
181980 | 50.55 | #DIV/0! | #DIV/0!
182040 | 50.5667 | #DIV/0! | #DIV/0!
182100 | 50.5833 | #DIV/0! | #DIV/0!
182160 | 50.6 | #DIV/0! | #DIV/0!
182220 | 50.6167 | #DIV/0! | #DIV/0!
182280 | 50.6333 | #DIV/0! | #DIV/0!
182340 | 50.65 | #DIV/0! | #DIV/0!
182400 | 50.6667 | #DIV/0! | #DIV/0!
182460 | 50.6833 | #DIV/0! | #DIV/0!
182520 | 50.7 | #DIV/0! | #DIV/0!
182580 | 50.7167 | #DIV/0! | #DIV/0!
182640 | 50.7333 | #DIV/0! | #DIV/0!
182700 | 50.75 | #DIV/0! | #DIV/0!
182760 | 50.7667 | #DIV/0! | #DIV/0!
182820 | 50.7833 | #DIV/0! | #DIV/0!
182880 | 50.8 | #DIV/0! | #DIV/0!
182940 | 50.8167 | #DIV/0! | #DIV/0!
183000 | 50.8333 | #DIV/0! | #DIV/0!
183060 | 50.85 | #DIV/0! | #DIV/0!
183120 | 50.8667 | #DIV/0! | #DIV/0!
183180 | 50.8833 | #DIV/0! | #DIV/0!
183240 | 50.9 | #DIV/0! | #DIV/0!
183300 | 50.9167 | #DIV/0! | #DIV/0!
183360 | 50.9333 | #DIV/0! | #DIV/0!
183420 | 50.95 | #DIV/0! | #DIV/0!
183480 | 50.9667 | #DIV/0! | #DIV/0!
183540 | 50.9833 | #DIV/0! | #DIV/0!
183600 | 51 | #DIV/0! | #DIV/0!
183660 | 51.0167 | #DIV/0! | #DIV/0!
183720 | 51.0333 | #DIV/0! | #DIV/0!
183780 | 51.05 | #DIV/0! | #DIV/0!
183840 | 51.0667 | #DIV/0! | #DIV/0!
183900 | 51.0833 | #DIV/0! | #DIV/0!
183960 | 51.1 | #DIV/0! | #DIV/0!
184020 | 51.1167 | #DIV/0! | #DIV/0!
184080 | 51.1333 | #DIV/0! | #DIV/0!
184140 | 51.15 | #DIV/0! | #DIV/0!
184200 | 51.1667 | #DIV/0! | #DIV/0!
184260 | 51.1833 | #DIV/0! | #DIV/0!
184320 | 51.2 | #DIV/0! | #DIV/0!
184380 | 51.2167 | #DIV/0! | #DIV/0!
184440 | 51.2333 | #DIV/0! | #DIV/0!
184500 | 51.25 | #DIV/0! | #DIV/0!
184560 | 51.2667 | #DIV/0! | #DIV/0!
184620 | 51.2833 | #DIV/0! | #DIV/0!
184680 | 51.3 | #DIV/0! | #DIV/0!
184740 | 51.3167 | #DIV/0! | #DIV/0!
184800 | 51.3333 | #DIV/0! | #DIV/0!
184860 | 51.35 | #DIV/0! | #DIV/0!
184920 | 51.3667 | #DIV/0! | #DIV/0!
184980 | 51.3833 | #DIV/0! | #DIV/0!
185040 | 51.4 | #DIV/0! | #DIV/0!
185100 | 51.4167 | #DIV/0! | #DIV/0!
185160 | 51.4333 | #DIV/0! | #DIV/0!
185220 | 51.45 | #DIV/0! | #DIV/0!
185280 | 51.4667 | #DIV/0! | #DIV/0!
185340 | 51.4833 | #DIV/0! | #DIV/0!
185400 | 51.5 | #DIV/0! | #DIV/0!
185460 | 51.5167 | #DIV/0! | #DIV/0!
185520 | 51.5333 | #DIV/0! | #DIV/0!
185580 | 51.55 | #DIV/0! | #DIV/0!
185640 | 51.5667 | #DIV/0! | #DIV/0!
185700 | 51.5833 | #DIV/0! | #DIV/0!
185760 | 51.6 | #DIV/0! | #DIV/0!
185820 | 51.6167 | #DIV/0! | #DIV/0!
185880 | 51.6333 | #DIV/0! | #DIV/0!
185940 | 51.65 | #DIV/0! | #DIV/0!
186000 | 51.6667 | #DIV/0! | #DIV/0!
186060 | 51.6833 | #DIV/0! | #DIV/0!
186120 | 51.7 | #DIV/0! | #DIV/0!
186180 | 51.7167 | #DIV/0! | #DIV/0!
186240 | 51.7333 | #DIV/0! | #DIV/0!
186300 | 51.75 | #DIV/0! | #DIV/0!
186360 | 51.7667 | #DIV/0! | #DIV/0!
186420 | 51.7833 | #DIV/0! | #DIV/0!
186480 | 51.8 | #DIV/0! | #DIV/0!
186540 | 51.8167 | #DIV/0! | #DIV/0!
186600 | 51.8333 | #DIV/0! | #DIV/0!
186660 | 51.85 | #DIV/0! | #DIV/0!
186720 | 51.8667 | #DIV/0! | #DIV/0!
186780 | 51.8833 | #DIV/0! | #DIV/0!
186840 | 51.9 | #DIV/0! | #DIV/0!
186900 | 51.9167 | #DIV/0! | #DIV/0!
186960 | 51.9333 | #DIV/0! | #DIV/0!
187020 | 51.95 | #DIV/0! | #DIV/0!
187080 | 51.9667 | #DIV/0! | #DIV/0!
187140 | 51.9833 | #DIV/0! | #DIV/0!
187200 | 52 | #DIV/0! | #DIV/0!
187260 | 52.0167 | #DIV/0! | #DIV/0!
187320 | 52.0333 | #DIV/0! | #DIV/0!
187380 | 52.05 | #DIV/0! | #DIV/0!
187440 | 52.0667 | #DIV/0! | #DIV/0!
187500 | 52.0833 | #DIV/0! | #DIV/0!
187560 | 52.1 | #DIV/0! | #DIV/0!
187620 | 52.1167 | #DIV/0! | #DIV/0!
187680 | 52.1333 | #DIV/0! | #DIV/0!
187740 | 52.15 | #DIV/0! | #DIV/0!
187800 | 52.1667 | #DIV/0! | #DIV/0!
187860 | 52.1833 | #DIV/0! | #DIV/0!
187920 | 52.2 | #DIV/0! | #DIV/0!
187980 | 52.2167 | #DIV/0! | #DIV/0!
188040 | 52.2333 | #DIV/0! | #DIV/0!
188100 | 52.25 | #DIV/0! | #DIV/0!
188160 | 52.2667 | #DIV/0! | #DIV/0!
188220 | 52.2833 | #DIV/0! | #DIV/0!
188280 | 52.3 | #DIV/0! | #DIV/0!
188340 | 52.3167 | #DIV/0! | #DIV/0!
188400 | 52.3333 | #DIV/0! | #DIV/0!
188460 | 52.35 | #DIV/0! | #DIV/0!
188520 | 52.3667 | #DIV/0! | #DIV/0!
188580 | 52.3833 | #DIV/0! | #DIV/0!
188640 | 52.4 | #DIV/0! | #DIV/0!
188700 | 52.4167 | #DIV/0! | #DIV/0!
188760 | 52.4333 | #DIV/0! | #DIV/0!
188820 | 52.45 | #DIV/0! | #DIV/0!
188880 | 52.4667 | #DIV/0! | #DIV/0!
188940 | 52.4833 | #DIV/0! | #DIV/0!
189000 | 52.5 | #DIV/0! | #DIV/0!
189060 | 52.5167 | #DIV/0! | #DIV/0!
189120 | 52.5333 | #DIV/0! | #DIV/0!
189180 | 52.55 | #DIV/0! | #DIV/0!
189240 | 52.5667 | #DIV/0! | #DIV/0!
189300 | 52.5833 | #DIV/0! | #DIV/0!
189360 | 52.6 | #DIV/0! | #DIV/0!
189420 | 52.6167 | #DIV/0! | #DIV/0!
189480 | 52.6333 | #DIV/0! | #DIV/0!
189540 | 52.65 | #DIV/0! | #DIV/0!
189600 | 52.6667 | #DIV/0! | #DIV/0!
189660 | 52.6833 | #DIV/0! | #DIV/0!
189720 | 52.7 | #DIV/0! | #DIV/0!
189780 | 52.7167 | #DIV/0! | #DIV/0!
189840 | 52.7333 | #DIV/0! | #DIV/0!
189900 | 52.75 | #DIV/0! | #DIV/0!
189960 | 52.7667 | #DIV/0! | #DIV/0!
190020 | 52.7833 | #DIV/0! | #DIV/0!
190080 | 52.8 | #DIV/0! | #DIV/0!
190140 | 52.8167 | #DIV/0! | #DIV/0!
190200 | 52.8333 | #DIV/0! | #DIV/0!
190260 | 52.85 | #DIV/0! | #DIV/0!
190320 | 52.8667 | #DIV/0! | #DIV/0!
190380 | 52.8833 | #DIV/0! | #DIV/0!
190440 | 52.9 | #DIV/0! | #DIV/0!
190500 | 52.9167 | #DIV/0! | #DIV/0!
190560 | 52.9333 | #DIV/0! | #DIV/0!
190620 | 52.95 | #DIV/0! | #DIV/0!
190680 | 52.9667 | #DIV/0! | #DIV/0!
190740 | 52.9833 | #DIV/0! | #DIV/0!
190800 | 53 | #DIV/0! | #DIV/0!
190860 | 53.0167 | #DIV/0! | #DIV/0!
190920 | 53.0333 | #DIV/0! | #DIV/0!
190980 | 53.05 | #DIV/0! | #DIV/0!
191040 | 53.0667 | #DIV/0! | #DIV/0!
191100 | 53.0833 | #DIV/0! | #DIV/0!
191160 | 53.1 | #DIV/0! | #DIV/0!
191220 | 53.1167 | #DIV/0! | #DIV/0!
191280 | 53.1333 | #DIV/0! | #DIV/0!
191340 | 53.15 | #DIV/0! | #DIV/0!
191400 | 53.1667 | #DIV/0! | #DIV/0!
191460 | 53.1833 | #DIV/0! | #DIV/0!
191520 | 53.2 | #DIV/0! | #DIV/0!
191580 | 53.2167 | #DIV/0! | #DIV/0!
191640 | 53.2333 | #DIV/0! | #DIV/0!
191700 | 53.25 | #DIV/0! | #DIV/0!
191760 | 53.2667 | #DIV/0! | #DIV/0!
191820 | 53.2833 | #DIV/0! | #DIV/0!
191880 | 53.3 | #DIV/0! | #DIV/0!
191940 | 53.3167 | #DIV/0! | #DIV/0!
192000 | 53.3333 | #DIV/0! | #DIV/0!
192060 | 53.35 | #DIV/0! | #DIV/0!
192120 | 53.3667 | #DIV/0! | #DIV/0!
192180 | 53.3833 | #DIV/0! | #DIV/0!
192240 | 53.4 | #DIV/0! | #DIV/0!
192300 | 53.4167 | #DIV/0! | #DIV/0!
192360 | 53.4333 | #DIV/0! | #DIV/0!
192420 | 53.45 | #DIV/0! | #DIV/0!
192480 | 53.4667 | #DIV/0! | #DIV/0!
192540 | 53.4833 | #DIV/0! | #DIV/0!
192600 | 53.5 | #DIV/0! | #DIV/0!
192660 | 53.5167 | #DIV/0! | #DIV/0!
192720 | 53.5333 | #DIV/0! | #DIV/0!
192780 | 53.55 | #DIV/0! | #DIV/0!
192840 | 53.5667 | #DIV/0! | #DIV/0!
192900 | 53.5833 | #DIV/0! | #DIV/0!
192960 | 53.6 | #DIV/0! | #DIV/0!
193020 | 53.6167 | #DIV/0! | #DIV/0!
193080 | 53.6333 | #DIV/0! | #DIV/0!
193140 | 53.65 | #DIV/0! | #DIV/0!
193200 | 53.6667 | #DIV/0! | #DIV/0!
193260 | 53.6833 | #DIV/0! | #DIV/0!
193320 | 53.7 | #DIV/0! | #DIV/0!
193380 | 53.7167 | #DIV/0! | #DIV/0!
193440 | 53.7333 | #DIV/0! | #DIV/0!
193500 | 53.75 | #DIV/0! | #DIV/0!
193560 | 53.7667 | #DIV/0! | #DIV/0!
193620 | 53.7833 | #DIV/0! | #DIV/0!
193680 | 53.8 | #DIV/0! | #DIV/0!
193740 | 53.8167 | #DIV/0! | #DIV/0!
193800 | 53.8333 | #DIV/0! | #DIV/0!
193860 | 53.85 | #DIV/0! | #DIV/0!
193920 | 53.8667 | #DIV/0! | #DIV/0!
193980 | 53.8833 | #DIV/0! | #DIV/0!
194040 | 53.9 | #DIV/0! | #DIV/0!
194100 | 53.9167 | #DIV/0! | #DIV/0!
194160 | 53.9333 | #DIV/0! | #DIV/0!
194220 | 53.95 | #DIV/0! | #DIV/0!
194280 | 53.9667 | #DIV/0! | #DIV/0!
194340 | 53.9833 | #DIV/0! | #DIV/0!
194400 | 54 | #DIV/0! | #DIV/0!
194460 | 54.0167 | #DIV/0! | #DIV/0!
194520 | 54.0333 | #DIV/0! | #DIV/0!
194580 | 54.05 | #DIV/0! | #DIV/0!
194640 | 54.0667 | #DIV/0! | #DIV/0!
194700 | 54.0833 | #DIV/0! | #DIV/0!
194760 | 54.1 | #DIV/0! | #DIV/0!
194820 | 54.1167 | #DIV/0! | #DIV/0!
194880 | 54.1333 | #DIV/0! | #DIV/0!
194940 | 54.15 | #DIV/0! | #DIV/0!
195000 | 54.1667 | #DIV/0! | #DIV/0!
195060 | 54.1833 | #DIV/0! | #DIV/0!
195120 | 54.2 | #DIV/0! | #DIV/0!
195180 | 54.2167 | #DIV/0! | #DIV/0!
195240 | 54.2333 | #DIV/0! | #DIV/0!
195300 | 54.25 | #DIV/0! | #DIV/0!
195360 | 54.2667 | #DIV/0! | #DIV/0!
195420 | 54.2833 | #DIV/0! | #DIV/0!
195480 | 54.3 | #DIV/0! | #DIV/0!
195540 | 54.3167 | #DIV/0! | #DIV/0!
195600 | 54.3333 | #DIV/0! | #DIV/0!
195660 | 54.35 | #DIV/0! | #DIV/0!
195720 | 54.3667 | #DIV/0! | #DIV/0!
195780 | 54.3833 | #DIV/0! | #DIV/0!
195840 | 54.4 | #DIV/0! | #DIV/0!
195900 | 54.4167 | #DIV/0! | #DIV/0!
195960 | 54.4333 | #DIV/0! | #DIV/0!
196020 | 54.45 | #DIV/0! | #DIV/0!
196080 | 54.4667 | #DIV/0! | #DIV/0!
196140 | 54.4833 | #DIV/0! | #DIV/0!
196200 | 54.5 | #DIV/0! | #DIV/0!
196260 | 54.5167 | #DIV/0! | #DIV/0!
196320 | 54.5333 | #DIV/0! | #DIV/0!
196380 | 54.55 | #DIV/0! | #DIV/0!
196440 | 54.5667 | #DIV/0! | #DIV/0!
196500 | 54.5833 | #DIV/0! | #DIV/0!
196560 | 54.6 | #DIV/0! | #DIV/0!
196620 | 54.6167 | #DIV/0! | #DIV/0!
196680 | 54.6333 | #DIV/0! | #DIV/0!
196740 | 54.65 | #DIV/0! | #DIV/0!
196800 | 54.6667 | #DIV/0! | #DIV/0!
196860 | 54.6833 | #DIV/0! | #DIV/0!
196920 | 54.7 | #DIV/0! | #DIV/0!
196980 | 54.7167 | #DIV/0! | #DIV/0!
197040 | 54.7333 | #DIV/0! | #DIV/0!
197100 | 54.75 | #DIV/0! | #DIV/0!
197160 | 54.7667 | #DIV/0! | #DIV/0!
197220 | 54.7833 | #DIV/0! | #DIV/0!
197280 | 54.8 | #DIV/0! | #DIV/0!
197340 | 54.8167 | #DIV/0! | #DIV/0!
197400 | 54.8333 | #DIV/0! | #DIV/0!
197460 | 54.85 | #DIV/0! | #DIV/0!
197520 | 54.8667 | #DIV/0! | #DIV/0!
197580 | 54.8833 | #DIV/0! | #DIV/0!
197640 | 54.9 | #DIV/0! | #DIV/0!
197700 | 54.9167 | #DIV/0! | #DIV/0!
197760 | 54.9333 | #DIV/0! | #DIV/0!
197820 | 54.95 | #DIV/0! | #DIV/0!
197880 | 54.9667 | #DIV/0! | #DIV/0!
197940 | 54.9833 | #DIV/0! | #DIV/0!
198000 | 55 | #DIV/0! | #DIV/0!
198060 | 55.0167 | #DIV/0! | #DIV/0!
198120 | 55.0333 | #DIV/0! | #DIV/0!
198180 | 55.05 | #DIV/0! | #DIV/0!
198240 | 55.0667 | #DIV/0! | #DIV/0!
198300 | 55.0833 | #DIV/0! | #DIV/0!
198360 | 55.1 | #DIV/0! | #DIV/0!
198420 | 55.1167 | #DIV/0! | #DIV/0!
198480 | 55.1333 | #DIV/0! | #DIV/0!
198540 | 55.15 | #DIV/0! | #DIV/0!
198600 | 55.1667 | #DIV/0! | #DIV/0!
198660 | 55.1833 | #DIV/0! | #DIV/0!
198720 | 55.2 | #DIV/0! | #DIV/0!
198780 | 55.2167 | #DIV/0! | #DIV/0!
198840 | 55.2333 | #DIV/0! | #DIV/0!
198900 | 55.25 | #DIV/0! | #DIV/0!
198960 | 55.2667 | #DIV/0! | #DIV/0!
199020 | 55.2833 | #DIV/0! | #DIV/0!
199080 | 55.3 | #DIV/0! | #DIV/0!
199140 | 55.3167 | #DIV/0! | #DIV/0!
199200 | 55.3333 | #DIV/0! | #DIV/0!
199260 | 55.35 | #DIV/0! | #DIV/0!
199320 | 55.3667 | #DIV/0! | #DIV/0!
199380 | 55.3833 | #DIV/0! | #DIV/0!
199440 | 55.4 | #DIV/0! | #DIV/0!
199500 | 55.4167 | #DIV/0! | #DIV/0!
199560 | 55.4333 | #DIV/0! | #DIV/0!
199620 | 55.45 | #DIV/0! | #DIV/0!
199680 | 55.4667 | #DIV/0! | #DIV/0!
199740 | 55.4833 | #DIV/0! | #DIV/0!
199800 | 55.5 | #DIV/0! | #DIV/0!
199860 | 55.5167 | #DIV/0! | #DIV/0!
199920 | 55.5333 | #DIV/0! | #DIV/0!
199980 | 55.55 | #DIV/0! | #DIV/0!
200040 | 55.5667 | #DIV/0! | #DIV/0!
200100 | 55.5833 | #DIV/0! | #DIV/0!
200160 | 55.6 | #DIV/0! | #DIV/0!
200220 | 55.6167 | #DIV/0! | #DIV/0!
200280 | 55.6333 | #DIV/0! | #DIV/0!
200340 | 55.65 | #DIV/0! | #DIV/0!
200400 | 55.6667 | #DIV/0! | #DIV/0!
200460 | 55.6833 | #DIV/0! | #DIV/0!
200520 | 55.7 | #DIV/0! | #DIV/0!
200580 | 55.7167 | #DIV/0! | #DIV/0!
200640 | 55.7333 | #DIV/0! | #DIV/0!
200700 | 55.75 | #DIV/0! | #DIV/0!
200760 | 55.7667 | #DIV/0! | #DIV/0!
200820 | 55.7833 | #DIV/0! | #DIV/0!
200880 | 55.8 | #DIV/0! | #DIV/0!
200940 | 55.8167 | #DIV/0! | #DIV/0!
201000 | 55.8333 | #DIV/0! | #DIV/0!
201060 | 55.85 | #DIV/0! | #DIV/0!
201120 | 55.8667 | #DIV/0! | #DIV/0!
201180 | 55.8833 | #DIV/0! | #DIV/0!
201240 | 55.9 | #DIV/0! | #DIV/0!
201300 | 55.9167 | #DIV/0! | #DIV/0!
201360 | 55.9333 | #DIV/0! | #DIV/0!
201420 | 55.95 | #DIV/0! | #DIV/0!
201480 | 55.9667 | #DIV/0! | #DIV/0!
201540 | 55.9833 | #DIV/0! | #DIV/0!
201600 | 56 | #DIV/0! | #DIV/0!
201660 | 56.0167 | #DIV/0! | #DIV/0!
201720 | 56.0333 | #DIV/0! | #DIV/0!
201780 | 56.05 | #DIV/0! | #DIV/0!
201840 | 56.0667 | #DIV/0! | #DIV/0!
201900 | 56.0833 | #DIV/0! | #DIV/0!
201960 | 56.1 | #DIV/0! | #DIV/0!
202020 | 56.1167 | #DIV/0! | #DIV/0!
202080 | 56.1333 | #DIV/0! | #DIV/0!
202140 | 56.15 | #DIV/0! | #DIV/0!
202200 | 56.1667 | #DIV/0! | #DIV/0!
202260 | 56.1833 | #DIV/0! | #DIV/0!
202320 | 56.2 | #DIV/0! | #DIV/0!
202380 | 56.2167 | #DIV/0! | #DIV/0!
202440 | 56.2333 | #DIV/0! | #DIV/0!
202500 | 56.25 | #DIV/0! | #DIV/0!
202560 | 56.2667 | #DIV/0! | #DIV/0!
202620 | 56.2833 | #DIV/0! | #DIV/0!
202680 | 56.3 | #DIV/0! | #DIV/0!
202740 | 56.3167 | #DIV/0! | #DIV/0!
202800 | 56.3333 | #DIV/0! | #DIV/0!
202860 | 56.35 | #DIV/0! | #DIV/0!
202920 | 56.3667 | #DIV/0! | #DIV/0!
202980 | 56.3833 | #DIV/0! | #DIV/0!
203040 | 56.4 | #DIV/0! | #DIV/0!
203100 | 56.4167 | #DIV/0! | #DIV/0!
203160 | 56.4333 | #DIV/0! | #DIV/0!
203220 | 56.45 | #DIV/0! | #DIV/0!
203280 | 56.4667 | #DIV/0! | #DIV/0!
203340 | 56.4833 | #DIV/0! | #DIV/0!
203400 | 56.5 | #DIV/0! | #DIV/0!
203460 | 56.5167 | #DIV/0! | #DIV/0!
203520 | 56.5333 | #DIV/0! | #DIV/0!
203580 | 56.55 | #DIV/0! | #DIV/0!
203640 | 56.5667 | #DIV/0! | #DIV/0!
203700 | 56.5833 | #DIV/0! | #DIV/0!
203760 | 56.6 | #DIV/0! | #DIV/0!
203820 | 56.6167 | #DIV/0! | #DIV/0!
203880 | 56.6333 | #DIV/0! | #DIV/0!
203940 | 56.65 | #DIV/0! | #DIV/0!
204000 | 56.6667 | #DIV/0! | #DIV/0!
204060 | 56.6833 | #DIV/0! | #DIV/0!
204120 | 56.7 | #DIV/0! | #DIV/0!
204180 | 56.7167 | #DIV/0! | #DIV/0!
204240 | 56.7333 | #DIV/0! | #DIV/0!
204300 | 56.75 | #DIV/0! | #DIV/0!
204360 | 56.7667 | #DIV/0! | #DIV/0!
204420 | 56.7833 | #DIV/0! | #DIV/0!
204480 | 56.8 | #DIV/0! | #DIV/0!
204540 | 56.8167 | #DIV/0! | #DIV/0!
204600 | 56.8333 | #DIV/0! | #DIV/0!
204660 | 56.85 | #DIV/0! | #DIV/0!
204720 | 56.8667 | #DIV/0! | #DIV/0!
204780 | 56.8833 | #DIV/0! | #DIV/0!
204840 | 56.9 | #DIV/0! | #DIV/0!
204900 | 56.9167 | #DIV/0! | #DIV/0!
204960 | 56.9333 | #DIV/0! | #DIV/0!
205020 | 56.95 | #DIV/0! | #DIV/0!
205080 | 56.9667 | #DIV/0! | #DIV/0!
205140 | 56.9833 | #DIV/0! | #DIV/0!
205200 | 57 | #DIV/0! | #DIV/0!
205260 | 57.0167 | #DIV/0! | #DIV/0!
205320 | 57.0333 | #DIV/0! | #DIV/0!
205380 | 57.05 | #DIV/0! | #DIV/0!
205440 | 57.0667 | #DIV/0! | #DIV/0!
205500 | 57.0833 | #DIV/0! | #DIV/0!
205560 | 57.1 | #DIV/0! | #DIV/0!
205620 | 57.1167 | #DIV/0! | #DIV/0!
205680 | 57.1333 | #DIV/0! | #DIV/0!
205740 | 57.15 | #DIV/0! | #DIV/0!
205800 | 57.1667 | #DIV/0! | #DIV/0!
205860 | 57.1833 | #DIV/0! | #DIV/0!
205920 | 57.2 | #DIV/0! | #DIV/0!
205980 | 57.2167 | #DIV/0! | #DIV/0!
206040 | 57.2333 | #DIV/0! | #DIV/0!
206100 | 57.25 | #DIV/0! | #DIV/0!
206160 | 57.2667 | #DIV/0! | #DIV/0!
206220 | 57.2833 | #DIV/0! | #DIV/0!
206280 | 57.3 | #DIV/0! | #DIV/0!
206340 | 57.3167 | #DIV/0! | #DIV/0!
206400 | 57.3333 | #DIV/0! | #DIV/0!
206460 | 57.35 | #DIV/0! | #DIV/0!
206520 | 57.3667 | #DIV/0! | #DIV/0!
206580 | 57.3833 | #DIV/0! | #DIV/0!
206640 | 57.4 | #DIV/0! | #DIV/0!
206700 | 57.4167 | #DIV/0! | #DIV/0!
206760 | 57.4333 | #DIV/0! | #DIV/0!
206820 | 57.45 | #DIV/0! | #DIV/0!
206880 | 57.4667 | #DIV/0! | #DIV/0!
206940 | 57.4833 | #DIV/0! | #DIV/0!
207000 | 57.5 | #DIV/0! | #DIV/0!
207060 | 57.5167 | #DIV/0! | #DIV/0!
207120 | 57.5333 | #DIV/0! | #DIV/0!
207180 | 57.55 | #DIV/0! | #DIV/0!
207240 | 57.5667 | #DIV/0! | #DIV/0!
207300 | 57.5833 | #DIV/0! | #DIV/0!
207360 | 57.6 | #DIV/0! | #DIV/0!
207420 | 57.6167 | #DIV/0! | #DIV/0!
207480 | 57.6333 | #DIV/0! | #DIV/0!
207540 | 57.65 | #DIV/0! | #DIV/0!
207600 | 57.6667 | #DIV/0! | #DIV/0!
207660 | 57.6833 | #DIV/0! | #DIV/0!
207720 | 57.7 | #DIV/0! | #DIV/0!
207780 | 57.7167 | #DIV/0! | #DIV/0!
207840 | 57.7333 | #DIV/0! | #DIV/0!
207900 | 57.75 | #DIV/0! | #DIV/0!
207960 | 57.7667 | #DIV/0! | #DIV/0!
208020 | 57.7833 | #DIV/0! | #DIV/0!
208080 | 57.8 | #DIV/0! | #DIV/0!
208140 | 57.8167 | #DIV/0! | #DIV/0!
208200 | 57.8333 | #DIV/0! | #DIV/0!
208260 | 57.85 | #DIV/0! | #DIV/0!
208320 | 57.8667 | #DIV/0! | #DIV/0!
208380 | 57.8833 | #DIV/0! | #DIV/0!
208440 | 57.9 | #DIV/0! | #DIV/0!
208500 | 57.9167 | #DIV/0! | #DIV/0!
208560 | 57.9333 | #DIV/0! | #DIV/0!
208620 | 57.95 | #DIV/0! | #DIV/0!
208680 | 57.9667 | #DIV/0! | #DIV/0!
208740 | 57.9833 | #DIV/0! | #DIV/0!
208800 | 58 | #DIV/0! | #DIV/0!
208860 | 58.0167 | #DIV/0! | #DIV/0!
208920 | 58.0333 | #DIV/0! | #DIV/0!
208980 | 58.05 | #DIV/0! | #DIV/0!
209040 | 58.0667 | #DIV/0! | #DIV/0!
209100 | 58.0833 | #DIV/0! | #DIV/0!
209160 | 58.1 | #DIV/0! | #DIV/0!
209220 | 58.1167 | #DIV/0! | #DIV/0!
209280 | 58.1333 | #DIV/0! | #DIV/0!
209340 | 58.15 | #DIV/0! | #DIV/0!
209400 | 58.1667 | #DIV/0! | #DIV/0!
209460 | 58.1833 | #DIV/0! | #DIV/0!
209520 | 58.2 | #DIV/0! | #DIV/0!
209580 | 58.2167 | #DIV/0! | #DIV/0!
209640 | 58.2333 | #DIV/0! | #DIV/0!
209700 | 58.25 | #DIV/0! | #DIV/0!
209760 | 58.2667 | #DIV/0! | #DIV/0!
209820 | 58.2833 | #DIV/0! | #DIV/0!
209880 | 58.3 | #DIV/0! | #DIV/0!
209940 | 58.3167 | #DIV/0! | #DIV/0!
210000 | 58.3333 | #DIV/0! | #DIV/0!
210060 | 58.35 | #DIV/0! | #DIV/0!
210120 | 58.3667 | #DIV/0! | #DIV/0!
210180 | 58.3833 | #DIV/0! | #DIV/0!
210240 | 58.4 | #DIV/0! | #DIV/0!
210300 | 58.4167 | #DIV/0! | #DIV/0!
210360 | 58.4333 | #DIV/0! | #DIV/0!
210420 | 58.45 | #DIV/0! | #DIV/0!
210480 | 58.4667 | #DIV/0! | #DIV/0!
210540 | 58.4833 | #DIV/0! | #DIV/0!
210600 | 58.5 | #DIV/0! | #DIV/0!
210660 | 58.5167 | #DIV/0! | #DIV/0!
210720 | 58.5333 | #DIV/0! | #DIV/0!
210780 | 58.55 | #DIV/0! | #DIV/0!
210840 | 58.5667 | #DIV/0! | #DIV/0!
210900 | 58.5833 | #DIV/0! | #DIV/0!
210960 | 58.6 | #DIV/0! | #DIV/0!
211020 | 58.6167 | #DIV/0! | #DIV/0!
211080 | 58.6333 | #DIV/0! | #DIV/0!
211140 | 58.65 | #DIV/0! | #DIV/0!
211200 | 58.6667 | #DIV/0! | #DIV/0!
211260 | 58.6833 | #DIV/0! | #DIV/0!
211320 | 58.7 | #DIV/0! | #DIV/0!
211380 | 58.7167 | #DIV/0! | #DIV/0!
211440 | 58.7333 | #DIV/0! | #DIV/0!
211500 | 58.75 | #DIV/0! | #DIV/0!
211560 | 58.7667 | #DIV/0! | #DIV/0!
211620 | 58.7833 | #DIV/0! | #DIV/0!
211680 | 58.8 | #DIV/0! | #DIV/0!
211740 | 58.8167 | #DIV/0! | #DIV/0!
211800 | 58.8333 | #DIV/0! | #DIV/0!
211860 | 58.85 | #DIV/0! | #DIV/0!
211920 | 58.8667 | #DIV/0! | #DIV/0!
211980 | 58.8833 | #DIV/0! | #DIV/0!
212040 | 58.9 | #DIV/0! | #DIV/0!
212100 | 58.9167 | #DIV/0! | #DIV/0!
212160 | 58.9333 | #DIV/0! | #DIV/0!
212220 | 58.95 | #DIV/0! | #DIV/0!
212280 | 58.9667 | #DIV/0! | #DIV/0!
212340 | 58.9833 | #DIV/0! | #DIV/0!
212400 | 59 | #DIV/0! | #DIV/0!
212460 | 59.0167 | #DIV/0! | #DIV/0!
212520 | 59.0333 | #DIV/0! | #DIV/0!
212580 | 59.05 | #DIV/0! | #DIV/0!
212640 | 59.0667 | #DIV/0! | #DIV/0!
212700 | 59.0833 | #DIV/0! | #DIV/0!
212760 | 59.1 | #DIV/0! | #DIV/0!
212820 | 59.1167 | #DIV/0! | #DIV/0!
212880 | 59.1333 | #DIV/0! | #DIV/0!
212940 | 59.15 | #DIV/0! | #DIV/0!
213000 | 59.1667 | #DIV/0! | #DIV/0!
213060 | 59.1833 | #DIV/0! | #DIV/0!
213120 | 59.2 | #DIV/0! | #DIV/0!
213180 | 59.2167 | #DIV/0! | #DIV/0!
213240 | 59.2333 | #DIV/0! | #DIV/0!
213300 | 59.25 | #DIV/0! | #DIV/0!
213360 | 59.2667 | #DIV/0! | #DIV/0!
213420 | 59.2833 | #DIV/0! | #DIV/0!
213480 | 59.3 | #DIV/0! | #DIV/0!
213540 | 59.3167 | #DIV/0! | #DIV/0!
213600 | 59.3333 | #DIV/0! | #DIV/0!
213660 | 59.35 | #DIV/0! | #DIV/0!
213720 | 59.3667 | #DIV/0! | #DIV/0!
213780 | 59.3833 | #DIV/0! | #DIV/0!
213840 | 59.4 | #DIV/0! | #DIV/0!
213900 | 59.4167 | #DIV/0! | #DIV/0!
213960 | 59.4333 | #DIV/0! | #DIV/0!
214020 | 59.45 | #DIV/0! | #DIV/0!
214080 | 59.4667 | #DIV/0! | #DIV/0!
214140 | 59.4833 | #DIV/0! | #DIV/0!
214200 | 59.5 | #DIV/0! | #DIV/0!
214260 | 59.5167 | #DIV/0! | #DIV/0!
214320 | 59.5333 | #DIV/0! | #DIV/0!
214380 | 59.55 | #DIV/0! | #DIV/0!
214440 | 59.5667 | #DIV/0! | #DIV/0!
214500 | 59.5833 | #DIV/0! | #DIV/0!
214560 | 59.6 | #DIV/0! | #DIV/0!
214620 | 59.6167 | #DIV/0! | #DIV/0!
214680 | 59.6333 | #DIV/0! | #DIV/0!
214740 | 59.65 | #DIV/0! | #DIV/0!
214800 | 59.6667 | #DIV/0! | #DIV/0!
214860 | 59.6833 | #DIV/0! | #DIV/0!
214920 | 59.7 | #DIV/0! | #DIV/0!
214980 | 59.7167 | #DIV/0! | #DIV/0!
215040 | 59.7333 | #DIV/0! | #DIV/0!
215100 | 59.75 | #DIV/0! | #DIV/0!
215160 | 59.7667 | #DIV/0! | #DIV/0!
215220 | 59.7833 | #DIV/0! | #DIV/0!
215280 | 59.8 | #DIV/0! | #DIV/0!
215340 | 59.8167 | #DIV/0! | #DIV/0!
215400 | 59.8333 | #DIV/0! | #DIV/0!
215460 | 59.85 | #DIV/0! | #DIV/0!
215520 | 59.8667 | #DIV/0! | #DIV/0!
215580 | 59.8833 | #DIV/0! | #DIV/0!
215640 | 59.9 | #DIV/0! | #DIV/0!
215700 | 59.9167 | #DIV/0! | #DIV/0!
215760 | 59.9333 | #DIV/0! | #DIV/0!
215820 | 59.95 | #DIV/0! | #DIV/0!
215880 | 59.9667 | #DIV/0! | #DIV/0!
215940 | 59.9833 | #DIV/0! | #DIV/0!
216000 | 60 | #DIV/0! | #DIV/0!
216060 | 60.0167 | #DIV/0! | #DIV/0!
216120 | 60.0333 | #DIV/0! | #DIV/0!
216180 | 60.05 | #DIV/0! | #DIV/0!
216240 | 60.0667 | #DIV/0! | #DIV/0!
216300 | 60.0833 | #DIV/0! | #DIV/0!
216360 | 60.1 | #DIV/0! | #DIV/0!
216420 | 60.1167 | #DIV/0! | #DIV/0!
216480 | 60.1333 | #DIV/0! | #DIV/0!
216540 | 60.15 | #DIV/0! | #DIV/0!
216600 | 60.1667 | #DIV/0! | #DIV/0!
216660 | 60.1833 | #DIV/0! | #DIV/0!
216720 | 60.2 | #DIV/0! | #DIV/0!
216780 | 60.2167 | #DIV/0! | #DIV/0!
216840 | 60.2333 | #DIV/0! | #DIV/0!
216900 | 60.25 | #DIV/0! | #DIV/0!
216960 | 60.2667 | #DIV/0! | #DIV/0!
217020 | 60.2833 | #DIV/0! | #DIV/0!
217080 | 60.3 | #DIV/0! | #DIV/0!
217140 | 60.3167 | #DIV/0! | #DIV/0!
217200 | 60.3333 | #DIV/0! | #DIV/0!
217260 | 60.35 | #DIV/0! | #DIV/0!
217320 | 60.3667 | #DIV/0! | #DIV/0!
217380 | 60.3833 | #DIV/0! | #DIV/0!
217440 | 60.4 | #DIV/0! | #DIV/0!
217500 | 60.4167 | #DIV/0! | #DIV/0!
217560 | 60.4333 | #DIV/0! | #DIV/0!
217620 | 60.45 | #DIV/0! | #DIV/0!
217680 | 60.4667 | #DIV/0! | #DIV/0!
217740 | 60.4833 | #DIV/0! | #DIV/0!
217800 | 60.5 | #DIV/0! | #DIV/0!
217860 | 60.5167 | #DIV/0! | #DIV/0!
217920 | 60.5333 | #DIV/0! | #DIV/0!
217980 | 60.55 | #DIV/0! | #DIV/0!
218040 | 60.5667 | #DIV/0! | #DIV/0!
218100 | 60.5833 | #DIV/0! | #DIV/0!
218160 | 60.6 | #DIV/0! | #DIV/0!
218220 | 60.6167 | #DIV/0! | #DIV/0!
218280 | 60.6333 | #DIV/0! | #DIV/0!
218340 | 60.65 | #DIV/0! | #DIV/0!
218400 | 60.6667 | #DIV/0! | #DIV/0!
218460 | 60.6833 | #DIV/0! | #DIV/0!
218520 | 60.7 | #DIV/0! | #DIV/0!
218580 | 60.7167 | #DIV/0! | #DIV/0!
218640 | 60.7333 | #DIV/0! | #DIV/0!
218700 | 60.75 | #DIV/0! | #DIV/0!
218760 | 60.7667 | #DIV/0! | #DIV/0!
218820 | 60.7833 | #DIV/0! | #DIV/0!
218880 | 60.8 | #DIV/0! | #DIV/0!
218940 | 60.8167 | #DIV/0! | #DIV/0!
219000 | 60.8333 | #DIV/0! | #DIV/0!
219060 | 60.85 | #DIV/0! | #DIV/0!
219120 | 60.8667 | #DIV/0! | #DIV/0!
219180 | 60.8833 | #DIV/0! | #DIV/0!
219240 | 60.9 | #DIV/0! | #DIV/0!
219300 | 60.9167 | #DIV/0! | #DIV/0!
219360 | 60.9333 | #DIV/0! | #DIV/0!
219420 | 60.95 | #DIV/0! | #DIV/0!
219480 | 60.9667 | #DIV/0! | #DIV/0!
219540 | 60.9833 | #DIV/0! | #DIV/0!
219600 | 61 | #DIV/0! | #DIV/0!
219660 | 61.0167 | #DIV/0! | #DIV/0!
219720 | 61.0333 | #DIV/0! | #DIV/0!
219780 | 61.05 | #DIV/0! | #DIV/0!
219840 | 61.0667 | #DIV/0! | #DIV/0!
219900 | 61.0833 | #DIV/0! | #DIV/0!
219960 | 61.1 | #DIV/0! | #DIV/0!
220020 | 61.1167 | #DIV/0! | #DIV/0!
220080 | 61.1333 | #DIV/0! | #DIV/0!
220140 | 61.15 | #DIV/0! | #DIV/0!
220200 | 61.1667 | #DIV/0! | #DIV/0!
220260 | 61.1833 | #DIV/0! | #DIV/0!
220320 | 61.2 | #DIV/0! | #DIV/0!
220380 | 61.2167 | #DIV/0! | #DIV/0!
220440 | 61.2333 | #DIV/0! | #DIV/0!
220500 | 61.25 | #DIV/0! | #DIV/0!
220560 | 61.2667 | #DIV/0! | #DIV/0!
220620 | 61.2833 | #DIV/0! | #DIV/0!
220680 | 61.3 | #DIV/0! | #DIV/0!
220740 | 61.3167 | #DIV/0! | #DIV/0!
220800 | 61.3333 | #DIV/0! | #DIV/0!
220860 | 61.35 | #DIV/0! | #DIV/0!
220920 | 61.3667 | #DIV/0! | #DIV/0!
220980 | 61.3833 | #DIV/0! | #DIV/0!
221040 | 61.4 | #DIV/0! | #DIV/0!
221100 | 61.4167 | #DIV/0! | #DIV/0!
221160 | 61.4333 | #DIV/0! | #DIV/0!
221220 | 61.45 | #DIV/0! | #DIV/0!
221280 | 61.4667 | #DIV/0! | #DIV/0!
221340 | 61.4833 | #DIV/0! | #DIV/0!
221400 | 61.5 | #DIV/0! | #DIV/0!
221460 | 61.5167 | #DIV/0! | #DIV/0!
221520 | 61.5333 | #DIV/0! | #DIV/0!
221580 | 61.55 | #DIV/0! | #DIV/0!
221640 | 61.5667 | #DIV/0! | #DIV/0!
221700 | 61.5833 | #DIV/0! | #DIV/0!
221760 | 61.6 | #DIV/0! | #DIV/0!
221820 | 61.6167 | #DIV/0! | #DIV/0!
221880 | 61.6333 | #DIV/0! | #DIV/0!
221940 | 61.65 | #DIV/0! | #DIV/0!
222000 | 61.6667 | #DIV/0! | #DIV/0!
222060 | 61.6833 | #DIV/0! | #DIV/0!
222120 | 61.7 | #DIV/0! | #DIV/0!
222180 | 61.7167 | #DIV/0! | #DIV/0!
222240 | 61.7333 | #DIV/0! | #DIV/0!
222300 | 61.75 | #DIV/0! | #DIV/0!
222360 | 61.7667 | #DIV/0! | #DIV/0!
222420 | 61.7833 | #DIV/0! | #DIV/0!
222480 | 61.8 | #DIV/0! | #DIV/0!
222540 | 61.8167 | #DIV/0! | #DIV/0!
222600 | 61.8333 | #DIV/0! | #DIV/0!
222660 | 61.85 | #DIV/0! | #DIV/0!
222720 | 61.8667 | #DIV/0! | #DIV/0!
222780 | 61.8833 | #DIV/0! | #DIV/0!
222840 | 61.9 | #DIV/0! | #DIV/0!
222900 | 61.9167 | #DIV/0! | #DIV/0!
222960 | 61.9333 | #DIV/0! | #DIV/0!
223020 | 61.95 | #DIV/0! | #DIV/0!
223080 | 61.9667 | #DIV/0! | #DIV/0!
223140 | 61.9833 | #DIV/0! | #DIV/0!
223200 | 62 | #DIV/0! | #DIV/0!
223260 | 62.0167 | #DIV/0! | #DIV/0!
223320 | 62.0333 | #DIV/0! | #DIV/0!
223380 | 62.05 | #DIV/0! | #DIV/0!
223440 | 62.0667 | #DIV/0! | #DIV/0!
223500 | 62.0833 | #DIV/0! | #DIV/0!
223560 | 62.1 | #DIV/0! | #DIV/0!
223620 | 62.1167 | #DIV/0! | #DIV/0!
223680 | 62.1333 | #DIV/0! | #DIV/0!
223740 | 62.15 | #DIV/0! | #DIV/0!
223800 | 62.1667 | #DIV/0! | #DIV/0!
223860 | 62.1833 | #DIV/0! | #DIV/0!
223920 | 62.2 | #DIV/0! | #DIV/0!
223980 | 62.2167 | #DIV/0! | #DIV/0!
224040 | 62.2333 | #DIV/0! | #DIV/0!
224100 | 62.25 | #DIV/0! | #DIV/0!
224160 | 62.2667 | #DIV/0! | #DIV/0!
224220 | 62.2833 | #DIV/0! | #DIV/0!
224280 | 62.3 | #DIV/0! | #DIV/0!
224340 | 62.3167 | #DIV/0! | #DIV/0!
224400 | 62.3333 | #DIV/0! | #DIV/0!
224460 | 62.35 | #DIV/0! | #DIV/0!
224520 | 62.3667 | #DIV/0! | #DIV/0!
224580 | 62.3833 | #DIV/0! | #DIV/0!
224640 | 62.4 | #DIV/0! | #DIV/0!
224700 | 62.4167 | #DIV/0! | #DIV/0!
224760 | 62.4333 | #DIV/0! | #DIV/0!
224820 | 62.45 | #DIV/0! | #DIV/0!
224880 | 62.4667 | #DIV/0! | #DIV/0!
224940 | 62.4833 | #DIV/0! | #DIV/0!
225000 | 62.5 | #DIV/0! | #DIV/0!
225060 | 62.5167 | #DIV/0! | #DIV/0!
225120 | 62.5333 | #DIV/0! | #DIV/0!
225180 | 62.55 | #DIV/0! | #DIV/0!
225240 | 62.5667 | #DIV/0! | #DIV/0!
225300 | 62.5833 | #DIV/0! | #DIV/0!
225360 | 62.6 | #DIV/0! | #DIV/0!
225420 | 62.6167 | #DIV/0! | #DIV/0!
225480 | 62.6333 | #DIV/0! | #DIV/0!
225540 | 62.65 | #DIV/0! | #DIV/0!
225600 | 62.6667 | #DIV/0! | #DIV/0!
225660 | 62.6833 | #DIV/0! | #DIV/0!
225720 | 62.7 | #DIV/0! | #DIV/0!
225780 | 62.7167 | #DIV/0! | #DIV/0!
225840 | 62.7333 | #DIV/0! | #DIV/0!
225900 | 62.75 | #DIV/0! | #DIV/0!
225960 | 62.7667 | #DIV/0! | #DIV/0!
226020 | 62.7833 | #DIV/0! | #DIV/0!
226080 | 62.8 | #DIV/0! | #DIV/0!
226140 | 62.8167 | #DIV/0! | #DIV/0!
226200 | 62.8333 | #DIV/0! | #DIV/0!
226260 | 62.85 | #DIV/0! | #DIV/0!
226320 | 62.8667 | #DIV/0! | #DIV/0!
226380 | 62.8833 | #DIV/0! | #DIV/0!
226440 | 62.9 | #DIV/0! | #DIV/0!
226500 | 62.9167 | #DIV/0! | #DIV/0!
226560 | 62.9333 | #DIV/0! | #DIV/0!
226620 | 62.95 | #DIV/0! | #DIV/0!
226680 | 62.9667 | #DIV/0! | #DIV/0!
226740 | 62.9833 | #DIV/0! | #DIV/0!
226800 | 63 | #DIV/0! | #DIV/0!
226860 | 63.0167 | #DIV/0! | #DIV/0!
226920 | 63.0333 | #DIV/0! | #DIV/0!
226980 | 63.05 | #DIV/0! | #DIV/0!
227040 | 63.0667 | #DIV/0! | #DIV/0!
227100 | 63.0833 | #DIV/0! | #DIV/0!
227160 | 63.1 | #DIV/0! | #DIV/0!
227220 | 63.1167 | #DIV/0! | #DIV/0!
227280 | 63.1333 | #DIV/0! | #DIV/0!
227340 | 63.15 | #DIV/0! | #DIV/0!
227400 | 63.1667 | #DIV/0! | #DIV/0!
227460 | 63.1833 | #DIV/0! | #DIV/0!
227520 | 63.2 | #DIV/0! | #DIV/0!
227580 | 63.2167 | #DIV/0! | #DIV/0!
227640 | 63.2333 | #DIV/0! | #DIV/0!
227700 | 63.25 | #DIV/0! | #DIV/0!
227760 | 63.2667 | #DIV/0! | #DIV/0!
227820 | 63.2833 | #DIV/0! | #DIV/0!
227880 | 63.3 | #DIV/0! | #DIV/0!
227940 | 63.3167 | #DIV/0! | #DIV/0!
228000 | 63.3333 | #DIV/0! | #DIV/0!
228060 | 63.35 | #DIV/0! | #DIV/0!
228120 | 63.3667 | #DIV/0! | #DIV/0!
228180 | 63.3833 | #DIV/0! | #DIV/0!
228240 | 63.4 | #DIV/0! | #DIV/0!
228300 | 63.4167 | #DIV/0! | #DIV/0!
228360 | 63.4333 | #DIV/0! | #DIV/0!
228420 | 63.45 | #DIV/0! | #DIV/0!
228480 | 63.4667 | #DIV/0! | #DIV/0!
228540 | 63.4833 | #DIV/0! | #DIV/0!
228600 | 63.5 | #DIV/0! | #DIV/0!
228660 | 63.5167 | #DIV/0! | #DIV/0!
228720 | 63.5333 | #DIV/0! | #DIV/0!
228780 | 63.55 | #DIV/0! | #DIV/0!
228840 | 63.5667 | #DIV/0! | #DIV/0!
228900 | 63.5833 | #DIV/0! | #DIV/0!
228960 | 63.6 | #DIV/0! | #DIV/0!
229020 | 63.6167 | #DIV/0! | #DIV/0!
229080 | 63.6333 | #DIV/0! | #DIV/0!
229140 | 63.65 | #DIV/0! | #DIV/0!
229200 | 63.6667 | #DIV/0! | #DIV/0!
229260 | 63.6833 | #DIV/0! | #DIV/0!
229320 | 63.7 | #DIV/0! | #DIV/0!
229380 | 63.7167 | #DIV/0! | #DIV/0!
229440 | 63.7333 | #DIV/0! | #DIV/0!
229500 | 63.75 | #DIV/0! | #DIV/0!
229560 | 63.7667 | #DIV/0! | #DIV/0!
229620 | 63.7833 | #DIV/0! | #DIV/0!
229680 | 63.8 | #DIV/0! | #DIV/0!
229740 | 63.8167 | #DIV/0! | #DIV/0!
229800 | 63.8333 | #DIV/0! | #DIV/0!
229860 | 63.85 | #DIV/0! | #DIV/0!
229920 | 63.8667 | #DIV/0! | #DIV/0!
229980 | 63.8833 | #DIV/0! | #DIV/0!
230040 | 63.9 | #DIV/0! | #DIV/0!
230100 | 63.9167 | #DIV/0! | #DIV/0!
230160 | 63.9333 | #DIV/0! | #DIV/0!
230220 | 63.95 | #DIV/0! | #DIV/0!
230280 | 63.9667 | #DIV/0! | #DIV/0!
230340 | 63.9833 | #DIV/0! | #DIV/0!
230400 | 64 | #DIV/0! | #DIV/0!

## Data (hidden)
Element | Ceiling | General
Ceiling | General | Best Estimate | 0.0260 in²/ft² |  |  |  |  | Blank
Chimney | Penetrations | Minimum | 0.0110 in²/ft²
Door |  | Maximum | 0.04 in²/ft²
Fireplace |  | Penetrations | Recessed_Lights
Door_Frame |  | Recessed_Lights | Best Estimate | 1.550 in²/ item
Window_Framing |  | Whole_House_Fans | Minimum | 0.2330 in²/ item
Joints |  |  | Maximum | 3.2550 in²/ item
Window
Electrical_Outlets_Switches |  |  | Whole_House_Fans
|  |  | Best Estimate | 3.10 in²/ item
|  |  | Minimum | 0.2480 in²/ item
|  |  | Maximum | 3.2550 in²/ item
Chimney |  |  | Door | Double | Not_Weatherstripped |  | Weatherstripped
Best Estimate | 4.4950 in²/ item |  | Double | Not_Weatherstripped | Best Estimate | 0.1580 in²/ft² | Best Estimate | 0.11520 in²/ft²
Minimum | 3.2550 in²/ item |  | Elevator | Weatherstripped | Minimum | 0.1010 in²/ft² | Minimum | 0.04320 in²/ft²
Maximum | 5.580 in²/ item |  | Sliding |  | Maximum | 0.3170 in²/ft² | Maximum | 0.33120 in²/ft²
Single
|  |  |  | Elevator | Passenger
|  |  |  | Passenger | Best Estimate | 0.040 in²/ item
[5 empty] | Minimum | 0.0220 in²/ item
[5 empty] | Maximum | 0.0540 in²/ item
|  |  |  | Sliding | Exterior_Glass_Patio
|  |  |  | Exterior_Glass_Patio | Best Estimate | 0.0790 in²/ft²
[5 empty] | Minimum | 0.008640 in²/ft²
[5 empty] | Maximum | 0.2160 in²/ft²
|  |  |  | Single | Non_Weatherstripped |  | With_Weatherstripping
|  |  |  | Non_Weatherstripped | Best Estimate | 0.30240 in²/ft² | Best Estimate | 1.860 in²/ item
|  |  |  | With_Weatherstripping | Minimum | 0.17280 in²/ft² | Minimum | 0.620 in²/ item
[5 empty] | Maximum | 0.76320 in²/ft² | Maximum | 4.1850 in²/ item
|  | Fireplace | Indoor | Damper_Closed |  | Damper_Open |  | Glass_Doors
|  | Indoor | Damper_Closed | Best Estimate | 0.61920 in²/ft² | Best Estimate | 5.040 in²/ft² | Best Estimate | 0.5760 in²/ft²
|  |  | Damper_Open | Minimum | 0.1440 in²/ft² | Minimum | 2.0880 in²/ft² | Minimum | 0.05760 in²/ft²
|  |  | Glass_Doors | Maximum | 1.3250 in²/ft² | Maximum | 5.4720 in²/ft² | Maximum | 0.5760 in²/ft²
|  | Window | Casement | Weatherstripping |  | No_Weatherstripping
|  | Casement | Weatherstripping | Best Estimate | 0.01130 in²/ft | Best Estimate | 0.01320 in²/ft
|  | Double_Hung | No_Weatherstripping | Minimum | 0.004720 in²/ft
|  | Single_Hung |  | Maximum | 0.14170 in²/ft
Double_Horizontal_Slider
|  | Single_Horizontal_Slider | Double_Hung | Not_Weatherstripped_No_Storm |  | Not_Weatherstripped_With_Storm |  | Weatherstripped_No_Storm |  | Weatherstripped_With_Storm
|  |  | Not_Weatherstripped_No Storm | Best Estimate | 0.1180 in²/ft | Best Estimate | 0.04580 in²/ft | Best Estimate | 0.0310 in²/ft | Best Estimate | 0.03730 in²/ft
|  |  | Not_Weatherstripped_With_Storm | Minimum | 0.04060 in²/ft | Minimum | 0.02270 in²/ft | Minimum | 0.009450 in²/ft | Minimum | 0.04720 in²/ft
|  |  | Weatherstripped_No_Storm | Maximum | 0.2880 in²/ft | Maximum | 0.08030 in²/ft | Maximum | 0.08980 in²/ft | Maximum | 1.0 cm²/m
Weatherstripped_With_Storm
|  |  | Single_Hung | Has_Weatherstripping
|  |  | Has_Weatherstripping | Best Estimate | 0.04110 in²/ft
|  |  |  | Minimum | 0.02930 in²/ft
|  |  |  | Maximum | 0.05860 in²/ft
|  |  | Double_Horizontal_Slider | Aluminum_Weatherstripped |  | Generic_No_Weatherstripping |  | Wood_Weatherstripped
|  |  | Aluminum_Weatherstripped | Best Estimate | 0.0340 in²/ft | Best Estimate | 0.0520 in²/ft | Best Estimate | 0.0260 in²/ft
|  |  | Generic_No_Weatherstripping | Minimum | 0.0270 in²/ft | Minimum | 0.00090 in²/ft | Minimum | 0.00710 in²/ft
|  |  | Wood_Weatherstripped | Maximum | 0.03780 in²/ft | Maximum | 0.1610 in²/ft | Maximum | 0.08130 in²/ft
|  |  | Single_Horizontal_Slider | Aluminum |  | Wood |  | Generic_Weatherstripped
|  |  | Aluminum | Best Estimate | 0.03780 in²/ft | Best Estimate | 0.0210 in²/ft | Best Estimate | 0.0317 in²/ft
|  |  | Wood | Minimum | 0.012760 in²/ft | Minimum | 0.0128 in²/ft | Minimum | 0.009450 in²/ft
|  |  | Generic_Weatherstripped | Maximum | 0.0970 in²/ft | Maximum | 0.0468 in²/ft | Maximum | 0.09730 in²/ft
|  | Door_Frame | Masonry | Caulked_Masonry |  | Uncaulked_Masonry |  | Masonry_General
|  | Masonry | Caulked_Masonry | Best Estimate | 0.01440 in²/ft² | Best Estimate | 0.0720 in²/ft² | Best Estimate | 1.860 in²/ item
|  | Wooden | Uncaulked_Masonry | Minimum | 0.004320 in²/ft² | Minimum | 0.024480 in²/ft² | Minimum | 0.3720 in²/ item
|  |  | Masonry_General | Maximum | 0.01440 in²/ft² | Maximum | 0.0720 in²/ft² | Maximum | 3.8750 in²/ item
|  |  | Wooden | Caulked_Wooden |  | Uncaulked_Wooden |  | Wooden_General
|  |  | Caulked_Wooden | Best Estimate | 0.004320 in²/ft² | Best Estimate | 0.024480 in²/ft² | Best Estimate | 1.860 in²/ item
|  |  | Uncaulked_Wooden | Minimum | 0.001440 in²/ft² | Minimum | 0.008640 in²/ft² | Minimum | 0.3720 in²/ item
|  |  | Wooden_General | Maximum | 0.004320 in²/ft² | Maximum | 0.024480 in²/ft² | Maximum | 3.8750 in²/ item
|  | Window_Framing | Masonry_Framing | Caulked_Masonry_Framing |  | Uncaulked_Masonry_Framing
|  | Masonry_Framing | Caulked_Masonry_Framing | Best Estimate | 0.018720 in²/ft² | Best Estimate | 0.09360 in²/ft²
|  | Wooden_Framing | Uncaulked_Masonry_Framing | Minimum | 0.015840 in²/ft² | Minimum | 0.08210 in²/ft²
|  |  |  | Maximum | 0.03020 in²/ft² | Maximum | 0.14830 in²/ft²
|  |  | Wooden_Framing | Caulked_Wooden_Framing |  | Uncaulked_Wooden_Framing
|  |  | Caulked_Wooden_Framing | Best Estimate | 0.004320 in²/ft² | Best Estimate | 0.024480 in²/ft²
|  |  | Uncaulked_Wooden_Framing | Minimum | 0.004320 in²/ft² | Minimum | 0.02160 in²/ft²
|  |  |  | Maximum | 0.00720 in²/ft² | Maximum | 0.03890 in²/ft²
|  | Electrical_Outlets_Switches | Outlets_Switches | With_Gaskets |  | Without_Gaskets
|  | Outlets_Switches | With_Gaskets | Best Estimate | 0.0230 in²/ item | Best Estimate | 0.3880 in²/ item
|  |  | Without_Gaskets | Minimum | 0.0120 in²/ item | Minimum | 0.0780 in²/ item
|  |  |  | Maximum | 0.5430 in²/ item | Maximum | 0.9610 in²/ item

## Library (hidden)
Element Name | Building Type | Description | Value
CE_RAV | Residential | Ceiling, general - best estimate | 1.8 cm²/m²
CE_RMN | Residential | Ceiling, general - minimum | 0.79 cm²/m²
CE_RMX | Residential | Ceiling, general - maximum | 2.8 cm²/m²
CERL_RAV | Residential | Ceiling penetrations, recessed lights- best estimate | 10 cm²/ item
CERL_RMN | Residential | Ceiling penetrations, recessed lights - minimum | 1.5 cm²/ item
CERL_RMX | Residential | Ceiling penetrations, recessed lights - maximum | 21 cm²/ item
CEWF_RAV | Residential | Ceiling penetrations, whole house fans - best estimate | 20 cm²/ item
CEWF_RMN | Residential | Ceiling penetrations, whole house fans - minimum | 1.6 cm²/ item
CEWF_RMX | Residential | Ceiling penetrations, whole house fans - maximum | 21 cm²/ item
CH_RAV | Residential | Chimney- best estimate | 29 cm²/ item
CH_RMN | Residential | Chimney - minimum | 21 cm²/ item
CH_RMX | Residential | Chimney - maximum | 36 cm²/ item
DR_RAV | Residential | Door, general, average- best estimate | 0.31 cm²/m
DR_RMN | Residential | Door, general, average - minimum | 0.23 cm²/m
DR_RMX | Residential | Door, general, average - maximum | 0.45 cm²/m
DRATCSNW_RAV | Residential | Doors, attic/crawl space, not weatherstripped - best estimate | 30 cm²/ item
DRATCSNW_RMN | Residential | Doors, attic/crawl space, not weatherstripped - minimum | 10 cm²/ item
DRATCSNW_RMX | Residential | Doors, attic/crawl space, not weatherstripped - maximum | 37 cm²/ item
DRATCSWE_RAV | Residential | Doors, attic/crawl space, weatherstripped - best estimate | 18 cm²/ item
DRATCSWE_RMN | Residential | Doors, attic/crawl space, weatherstripped - minimum | 8 cm²/ item
DRATCSWE_RMX | Residential | Doors, attic/crawl space, weatherstripped - maximum | 18.5 cm²/ item
DRATFDNW_RAV | Residential | Doors, attic fold down, not weatherstripped - best estimate | 44 cm²/ item
DRATFDNW_RMN | Residential | Doors, attic fold down, not weatherstripped - minimum | 23 cm²/ item
DRATFDNW_RMX | Residential | Doors, attic fold down, not weatherstripped - maximum | 86 cm²/ item
DRATFDWE_RAV | Residential | Doors, attic fold down, weatherstripped - best estimate | 22 cm²/ item
DRATFDWE_RMN | Residential | Doors, attic fold down, weatherstripped - minimum | 14 cm²/ item
DRATFDWE_RMX | Residential | Doors, attic fold down, weatherstripped - maximum | 43 cm²/ item
DRDBNW_RAV | Residential | Door, double, not weatherstripped- best estimate | 11 cm²/m²
DRDBNW_RMN | Residential | Door, double, not weatherstripped - minimum | 7 cm²/m²
DRDBNW_RMX | Residential | Door, double, not weatherstripped - maximum | 22 cm²/m²
DRDBWE_RAV | Residential | Door, double, weatherstripped- best estimate | 8 cm²/m²
DRDBWE_RMN | Residential | Door, double, weatherstripped - minimum | 3 cm²/m²
DRDBWE_RMX | Residential | Door, double, weatherstripped - maximum | 23 cm²/m²
DREL_CAV | Commercial | Doors, elevator (passenger) - best estimate | 0.26 cm²/ item
DREL_CMN | Commercial | Doors, elevator (passenger) - minimum | 0.14 cm²/ item
DREL_CMX | Commercial | Doors, elevator (passenger) - maximum | 0.35 cm²/ item
DRMS_RAV | Residential | Door, mail slot - best estimate | 4 cm²/m
DRPTSLAR_RAV | Residential | Door, sliding exterior glass patio - best estimate | 5.5 cm²/m²
DRPTSLAR_RMN | Residential | Door, sliding exterior glass patio - minimum | 0.6 cm²/m²
DRPTSLAR_RMX | Residential | Door, sliding exterior glass patio - maximum | 15 cm²/m²
DRPTSLUN_RAV | Residential | Door, sliding exterior glass patio - best estimate | 22 cm²/ item
DRPTSLUN_RMN | Residential | Door, sliding exterior glass patio - minimum | 3 cm²/ item
DRPTSLUN_RMX | Residential | Door, sliding exterior glass patio - maximum | 60 cm²/ item
DRSINW_RAV | Residential | Door, single, not weatherstripped - best estimate | 21 cm²/ item
DRSINW_RMN | Residential | Door, single, not weatherstripped - minimum | 12 cm²/ item
DRSINW_RMX | Residential | Door, single, not weatherstripped - maximum | 53 cm²/ item
DRSIWE_RAV | Residential | Door, single, weatherstripped - best estimate | 12 cm²/ item
DRSIWE_RMN | Residential | Door, single, weatherstripped - minimum | 4 cm²/ item
DRSIWE_RMX | Residential | Door, single, weatherstripped - maximum | 27 cm²/ item
DRSMDE_RAV | Residential | Door, storm (difference between with and without) - best estimate | 6 cm²/ item
DRSMDE_RMN | Residential | Door, storm (difference between with and without) - minimum | 3 cm²/ item
DRSMDE_RMX | Residential | Door, storm (difference between with and without) - maximum | 6.2 cm²/ item
FLCS_RAV | Residential | Floors over crawl spaces, general - best estimate | 2.2 cm²/m²
FLCS_RMN | Residential | Floors over crawl spaces, general - minimum | 0.4 cm²/m²
FLCS_RMX | Residential | Floors over crawl spaces, general - maximum | 4.9 cm²/m²
FLCSNODW_RAV | Residential | Floors over crawl spaces, without ductwork in crawl space - best estimate | 1.98 cm²/m²
FLCSYEDW_RAV | Residential | Floors over crawl spaces, with ductwork in crawl space - best estimate | 2.25 in²/ft²
FPDACL_RAV | Residential | Fireplace, with damper closed - best estimate | 43 cm²/m²
FPDACL_RMN | Residential | Fireplace, with damper closed - minimum | 10 cm²/m²
FPDACL_RMX | Residential | Fireplace, with damper closed - maximum | 92 cm²/m²
FPDAOP_RAV | Residential | Fireplace, with damper open - best estimate | 350 cm²/m²
FPDAOP_RMN | Residential | Fireplace, with damper open - minimum | 145 cm²/m²
FPDAOP_RMX | Residential | Fireplace, with damper open - maximum | 380 cm²/m²
FPGLDR_RAV | Residential | Fireplace, with glass doors - best estimate | 40 cm²/m²
FPGLDR_RMN | Residential | Fireplace, with glass doors - minimum | 4 cm²/m²
FPGLDR_RMX | Residential | Fireplace, with glass doors - maximum | 40 cm²/m²
FRDR_RAV | Residential | Door frame, general - best estimate | 12 cm²/ item
FRDR_RMN | Residential | Door frame, general - minimum | 2.4 cm²/ item
FRDR_RMX | Residential | Door frame, general - maximum | 25 cm²/ item
FRDRMACA_RAV | Residential | Door frame, masonry, caulked - best estimate | 1 cm²/m²
FRDRMACA_RMN | Residential | Door frame, masonry, caulked - minimum | 0.3 cm²/m²
FRDRMACA_RMX | Residential | Door frame, masonry, caulked - maximum | 1 cm²/m²
FRDRMAUC_RAV | Residential | Door frame, masonry, uncaulked - best estimate | 5 cm²/m²
FRDRMAUC_RMN | Residential | Door frame, masonry, uncaulked - minimum | 1.7 cm²/m²
FRDRMAUC_RMX | Residential | Door frame, masonry, uncaulked - maximum | 5 cm²/m²
FRDRWDCA_RAV | Residential | Door frame, wood, caulked - best estimate | 0.3 cm²/m²
FRDRWDCA_RMN | Residential | Door frame, wood, caulked - minimum | 0.1 cm²/m²
FRDRWDCA_RMX | Residential | Door frame, wood, caulked - maximum | 0.3 cm²/m²
FRDRWDUC_RAV | Residential | Door frame, wood, uncaulked - best estimate | 1.7 cm²/m²
FRDRWDUC_RMN | Residential | Door frame, wood, uncaulked - minimum | 0.6 cm²/m²
FRDRWDUC_RMX | Residential | Door frame, wood, uncaulked - maximum | 1.7 cm²/m²
FRWNMACA_RAV | Residential | Window framing, masonry, caulked - best estimate | 1.3 cm²/m²
FRWNMACA_RMN | Residential | Window framing, masonry, caulked - minimum | 1.1 cm²/m²
FRWNMACA_RMX | Residential | Window framing, masonry, caulked - maximum | 2.1 cm²/m²
FRWNMAUC_RAV | Residential | Window framing, masonry, uncaulked - best estimate | 6.5 cm²/m²
FRWNMAUC_RMN | Residential | Window framing, masonry, uncaulked - minimum | 5.7 cm²/m²
FRWNMAUC_RMX | Residential | Window framing, masonry, uncaulked - maximum | 10.3 cm²/m²
FRWNWDCA_RAV | Residential | Window framing, wood, caulked - best estimate | 0.3 cm²/m²
FRWNWDCA_RMN | Residential | Window framing, wood, caulked - minimum | 0.3 cm²/m²
FRWNWDCA_RMX | Residential | Window framing, wood, caulked - maximum | 0.5 cm²/m²
FRWNWDUC_RAV | Residential | Window framing, wood, uncaulked - best estimate | 1.7 cm²/m²
FRWNWDUC_RMN | Residential | Window framing, wood, uncaulked - minimum | 1.5 cm²/m²
FRWNWDUC_RMX | Residential | Window framing, wood, uncaulked - maximum | 2.7 cm²/m²
JTCEWL_RAV | Residential | Joints, ceiling wall - best estimate | 1.5 cm²/m
JTCEWL_RMN | Residential | Joints, ceiling wall - minimum | 0.16 cm²/m
JTCEWL_RMX | Residential | Joints, ceiling wall - maximum | 2.5 cm²/m
JTFLWLCA_RAV | Residential | Joints, sole plate, floor/wall, caulked- best estimate | 0.8 cm²/m
JTFLWLCA_RMN | Residential | Joints, sole plate, floor/wall, caulked - minimum | 0.075 cm²/m
JTFLWLCA_RMX | Residential | Joints, sole plate, floor/wall, caulked - maximum | 1.2 cm²/m
JTFLWLUC _RMN | Residential | Joints, sole plate, floor/wall, uncaulked - minimum | 0.38 cm²/m
JTFLWLUC _RMX | Residential | Joints, sole plate, floor/wall, uncaulked - maximum | 5.6 cm²/m
JTFLWLUC_RAV | Residential | Joints, sole plate, floor/wall, uncaulked - best estimate | 4.0 cm²/m
PECA_RAV | Residential | Piping/Plumbing/Wiring penetrations, caulked - best estimate | 2.0 cm²/ item
PECA_RMN | Residential | Piping/Plumbing/Wiring penetrations, caulked - minimum | 1.0 cm²/ item
PECA_RMX | Residential | Piping/Plumbing/Wiring penetrations, caulked - maximum | 2.0 cm²/ item
PEECCA_RAV | Residential | Electrical outlets/switches, gaskets - best estimate | 0.15 cm²/ item
PEECCA_RMN | Residential | Electrical outlets/switches, gaskets - minimum | 0.08 cm²/ item
PEECCA_RMX | Residential | Electrical outlets/switches, gaskets - maximum | 3.5 cm²/ item
PEECUC_RAV | Residential | Electrical outlets/switches, no gaskets - best estimate | 2.5 cm²/ item
PEECUC_RMN | Residential | Electrical outlets/switches, no gaskets - minimum | 0.5 cm²/ item
PEECUC_RMX | Residential | Electrical outlets/switches, no gaskets - maximum | 6.2 cm²/ item
PEUC_RAV | Residential | Piping/Plumbing/Wiring penetrations, uncaulked - best estimate | 6.0 cm²/ item
PEUC_RMN | Residential | Piping/Plumbing/Wiring penetrations, uncaulked - minimum | 2.0 cm²/ item
PEUC_RMX | Residential | Piping/Plumbing/Wiring penetrations, uncaulked - maximum | 24.0 cm²/ item
VEBADACL_RAV | Residential | Vents, bathroom with damper closed- best estimate | 10 cm²/ item
VEBADACL_RMN | Residential | Vents, bathroom with damper closed - minimum | 2.5 cm²/ item
VEBADACL_RMX | Residential | Vents, bathroom with damper closed - maximum | 20 cm²/ item
VEBADAOP_RAV | Residential | Vents, bathroom with damper open- best estimate | 20 cm²/ item
VEBADAOP_RMN | Residential | Vents, bathroom with damper open - minimum | 6.1 cm²/ item
VEBADAOP_RMX | Residential | Vents, bathroom with damper open - maximum | 22 cm²/ item
VECS_RAV | Residential | Crawl space, 200 mm by 400 mm vent - best estimate | 129 cm²/ item
VEDYDANO_RAV | Residential | Vents, dryer without damper- best estimate | 15 cm²/ item
VEDYDANO_RMN | Residential | Vents, dryer without damper - minimum | 12 cm²/ item
VEDYDANO_RMX | Residential | Vents, dryer without damper - maximum | 34 cm²/ item
VEDYDAYE_RAV | Residential | Vents, dryer with damper- best estimate | 3 cm²/ item
VEDYDAYE_RMN | Residential | Vents, dryer with damper - minimum | 2.9 cm²/ item
VEDYDAYE_RMX | Residential | Vents, dryer with damper - maximum | 7 cm²/ item
VEKIDACA_RAV | Residential | Vents, kitchen tight gasket - best estimate | 1 cm²/ item
VEKIDACL_RAV | Residential | Vents, kitchen with damper open - best estimate | 5 cm²/ item
VEKIDACL_RMN | Residential | Vents, kitchen with damper open - minimum | 1 cm²/ item
VEKIDACL_RMX | Residential | Vents, kitchen with damper open - maximum | 7 cm²/ item
VEKIDAOP_RAV | Residential | Vents, kitchen with damper open - best estimate | 40 cm²/ item
VEKIDAOP_RMN | Residential | Vents, kitchen with damper open - minimum | 14 cm²/ item
VEKIDAOP_RMX | Residential | Vents, kitchen with damper open - maximum | 72 cm²/ item
WCCASEWE _RMN | Residential | Windows, casement with weatherstripping -minimum | 0.1 cm²/m
WCCASEWE _RMX | Residential | Windows, casement with weatherstripping -maximum | 3.0 cm²/m
WCCASEWE_RAV | Residential | Windows, casement with weatherstripping - best estimate | 0.24 cm²/m
WHGS_RAV | Residential | Gas water heater - best estimate | 20 cm²/ item
WHGS_RMN | Residential | Gas water heater - minimum | 15 cm²/ item
WHGS_RMX | Residential | Gas water heater - maximum | 25 cm²/ item
WLCS_RAV | Residential | Crawl space, general (area for exposed wall) - best estimate | 10 cm²/m²
WLCS_RMN | Residential | Crawl space, general (area for exposed wall) - minimum | 8 cm²/m²
WLCS_RMX | Residential | Crawl space, general (area for exposed wall) - maximum | 17 cm²/m²
WLEXCC_RAV | Residential | Walls (exterior), cast-in-place concrete - best estimate | 0.5 cm²/m²
WLEXCC_RMN | Residential | Walls (exterior), cast-in-place concrete - minimum | 0.049 cm²/m²
WLEXCC_RMX | Residential | Walls (exterior), cast-in-place concrete - maximum | 1.8 cm²/m²
WLEXPC_RAV | Residential | Walls (exterior), precast concrete panel - best estimate | 1.2 cm²/m²
WLEXPC_RMN | Residential | Walls (exterior), precast concrete panel - minimum | 0.28 cm²/m²
WLEXPC_RMX | Residential | Walls (exterior), precast concrete panel - maximum | 1.65 cm²/m²
WNCASENW_RAV | Residential | Windows, casement, not weatherstripped - best estimate | 0.28 cm²/m
WNDBNW_RAV | Residential | Windows, double hung, not weatherstripped - best estimate | 2.5 cm²/m
WNDBNW_RMN | Residential | Windows, double hung, not weatherstripped -minimum | 0.86 cm²/m
WNDBNW_RMX | Residential | Windows, double hung, not weatherstripped -maximum | 6.1 cm²/m
WNDBNWSM_RAV | Residential | Windows, double hung with storm, not weatherstripped - best estimate | 0.97 cm²/m
WNDBNWSM_RMN | Residential | Windows, double hung with storm, not weatherstripped -minimum | 0.48 cm²/m
WNDBNWSM_RMX | Residential | Windows, double hung with storm, not weatherstripped -maximum | 1.7 cm²/m
WNDBWE_RAV | Residential | Windows, double hung, weatherstripped - best estimate | 0.65 cm²/m
WNDBWE_RMN | Residential | Windows, double hung, weatherstripped -minimum | 0.2 cm²/m
WNDBWE_RMX | Residential | Windows, double hung, weatherstripped - maximum | 1.9 cm²/m
WNDBWESM_RAV | Residential | Windows, double hung with storm, weatherstripped - best estimate | 0.79 cm²/m
WNDBWESM_RMN | Residential | Windows, double hung with storm, weatherstripped - minimum | 0.44 cm²/m
WNDBWESM_RMX | Residential | Windows, double hung with storm, weatherstripped - maximum | 1.0 cm²/m
WNJA_RAV | Residential | Windows, jalousise - best estimate | 3.38 cm²/m
WNSISHWE_RAV | Residential | Windows, single hung, weatherstripped - best estimate | 0.87 cm²/m
WNSISHWE_RMN | Residential | Windows, single hung, weatherstripped - minimum | 0.62 cm²/m
WNSISHWE_RMX | Residential | Windows, single hung, weatherstripped - maximum | 1.24 cm²/m
WNSISLAL_RAV | Residential | Windows, single horizontal slider, aluminum - best estimate | 0.8 cm²/m
WNSISLAL_RMN | Residential | Windows, single horizontal slider, aluminum - minimum | 0.27 cm²/m
WNSISLAL_RMX | Residential | Windows, single horizontal slider, aluminum - maximum | 2.06 cm²/m
WNSISLWD_RAV | Residential | Windows, single horizontal slider, wood - best estimate | 0.44 cm²/m
WNSISLWD_RMN | Residential | Windows, single horizontal slider, wood - minimum | 0.27 cm²/m
WNSISLWD_RMX | Residential | Windows, single horizontal slider, wood - maximum | 0.99 cm²/m
WNSISLWE_RAV | Residential | Windows, single horizontal slider, weatherstripped - best estimate | 0.67 cm²/m
WNSISLWE_RMN | Residential | Windows, single horizontal slider, weatherstripped - minimum | 0.2 cm²/m
WNSISLWE_RMX | Residential | Windows, single horizontal slider, weatherstripped - maximum | 2.06 cm²/m
WNSLALWE_RAV | Residential | Windows, double horizontal slider, aluminum, weatherstripped - best estimate | 0.72 cm²/m
WNSLALWE_RMN | Residential | Windows, double horizontal slider, aluminum, weatherstripped - minimum | 0.58 cm²/m
WNSLALWE_RMX | Residential | Windows, double horizontal slider, aluminum, weatherstripped -maximum | 0.8 cm²/m
WNSLNW_RAV | Residential | Windows, double horizontal slider, not weatherstripped - best estimate | 1.1 cm²/m
WNSLNW_RMN | Residential | Windows, double horizontal slider, not weatherstripped - minimum | 0.019 cm²/m
WNSLNW_RMX | Residential | Windows, double horizontal slider, not weatherstripped - maximum | 3.4 cm²/m
WNSLWDWE_RAV | Residential | Windows, double horizontal slider, wood, weatherstripped - best estimate | 0.55 cm²/m
WNSLWDWE_RMN | Residential | Windows, double horizontal slider, wood, weatherstripped - minimum | 0.15 cm²/m
WNSLWDWE_RMX | Residential | Windows, double horizontal slider, wood, weatherstripped - maximum | 1.72 cm²/m
DRAT_RAV | Residential | Attic door, typical value | 30 cm²/ item
DRAT_RMN | Residential | Attic door, tight value | 18 cm²/ item
CE_RAV | Residential | General ceiling, typical value | 1.8 cm²/m²
CE_RMN | Residential | General ceiling, tight value | 0.79 cm²/m²
DRCTCL_RAV | Residential | Closet door, closed, typical value | 0.9 cm²/m
DRCTCL_RMN | Residential | Closet door, closed, tight value | 0.25 cm²/m
DRCTFR_RAV | Residential | Closet door frame, typical value | 25 cm²/ item
DRCTFR_RMN | Residential | Closet door frame, tight value | 12 cm2 /item
CPEN_RAV | Residential | HVAC ceiling penetration, typical value | 5 cm2 /item
CPEN_RMN | Residential | HVAC ceiling penetration, tight value | 1 cm2 /item
DREXSI_RAV | Residential | Door, exterior, single, typical value | 21 cm2 /item
DREXSI_RMN | Residential | Door, exterior, single, tight value | 12 cm2 /item
DREXFRWD_RAV | Residential | Door, exterior, wood, frame, typical value | 1.7 cm²/m²
DREXFRWD_RMN | Residential | Door, exterior, wood, frame, tight value | 0.3 cm²/m²
VEBA_RAV | Residential | Bathroom exhaust vent, typical value | 20 cm2 /item
VEBA_RMN | Residential | Bathroom exhaust vent, tight value | 10 cm2 /item
VEKI_RAV | Residential | Kitchen exhaust vent, typical value | 40 cm2 /item
VEKI_RMN | Residential | Kitchen exhaust vent, tight value | 5 cm2 /item
JTCEWL_RAV | Residential | Ceiling-wall joint, typical value | 1.5 cm2 /m
JTCEWL_RMN | Residential | Ceiling-wall joint, tight value | 0.5 cm2 /m
JTFLWL_RAV | Residential | Floor-wall joint, typical value | 4 cm2 /m
JTFLWL_RMN | Residential | Floor -wall joint, tight value | 0.8 cm2 /m
JTWLWL_RAV | Residential | Wall-wall joint, typical value | 1.5 cm2 /m
JTWLWL_RMN | Residential | Wall-wall joint, tight value | 0.5 cm2 /m
DRGA_RAV | Residential | Garage door, typical value | 0.45 cm2 /m
DRGA_RMN | Residential | Garage door, tight value | 0.31 cm2 /m
DRGAFRWD_RAV | Residential | Garage door frame, wood, typical value | 1.7 cm²/m²
DRGAFRWD_RMN | Residential | Garage door frame, wood, tight value | 0.3 cm²/m²
RFGA_RAV | Residential | Garage roof, typical value | 1.8 cm²/m²
RFGA_RMN | Residential | Garage roof, tight value | 0.79 cm²/m²
DWHA_RAV | Residential | Hall doorway, typical value | 2.4 m2 /item
DRINCL_RAV | Residential | Door, interior, closed, typical value | 140 cm2 /item
DRINCL_RMN | Residential | Door, interior, closed, tight value | 75 cm2 /item
DRINOP_RAV | Residential | Door, interior, open, typical value | 2.1 cm2 /item
WLIN_RAV | Residential | Wall, interior, typical value | 2.0 cm²/m²
PEEC_RAV | Residential | Electrical outlet, typical value | 2.5 cm2 /item
PEEC_RMN | Residential | Electrical outlet, tight value | 0.5 cm2 /item
PEPL_RAV | Residential | Plumbing penetration, interior, typical value | 6 cm2 /item
PEPL_RMN | Residential | Plumbing penetration, interior, tight value | 2 cm2 /item
DREXSLGL_RAV | Residential | Door, exterior, sliding glass, typical value | 22 cm2 /item
DREXSLGL_RMN | Residential | Door, exterior, sliding glass, tight value | 3 cm2 /item
VEAT_RAV | Residential | Attic vent, based on attic floor area, typical value | 1 cm2/300 cm2
WNDB_RAV | Residential | Window, double hung, typical value | 2.5 cm2 /m
WNDB_RMN | Residential | Window, double hung, tight value | 0.65 cm2 /m
WNFRWD_RAV | Residential | Window door frame, wood, typical value | 1.7 cm²/m²
WNFRWD_RMN | Residential | Window door frame, wood, tight value | 0.3 cm²/m²
WLEX_R | Residential | Wall, exterior | 0.1 cm²/m²
JTFLWL_R | Residential | Floor -wall joint | 0.8 cm2 /m
JTCEWL_R | Residential | Ceiling-wall joint | 0.5 cm2 /m
JTCR_R | Residential | Wall-wall corner joint | 0.5 cm2 /m
WN_R | Residential | Window | 2 cm2 /m
DRFREX_R | Residential | Exterior door frame | 0.3 cm²/m²
DREXSLGL_R | Residential | Door, exterior, sliding glass | 3 cm2 /item
DREX_R | Residential | Door, exterior | 6 cm2 /item
WLGAEX_R | Residential | Exterior garage wall, exterior | 0.4 cm²/m²
ITGAEX_R | Residential | Wall-floor and wall-ceiling interface, exterior garage wall | 2 cm2 /m
CECS_R | Residential | Crawl space ceiling | 0.5 cm²/m²
FLAT_R | Residential | Attic floor | 0.5 cm²/m²
PEDW_R | Residential | Duct penetration in crawl space ceiling or attic floor | 1 cm2 /item
VECS_R | Residential | Crawl space vent, based on floor area | 1 cm2/150 cm2
WLIN_R | Residential | Wall, interior | 2.0 cm²/m²
CEIN_R | Residential | Ceiling, interior | 0.79 cm²/m²
DRINCL_R | Residential | Door, interior, closed, including frame and undercut | 250 cm2 /item
WLEX_RM | Residential | Wall, exterior, manufactured home | 0.067 cm²/m²
JTFLWL_RM | Residential | Floor-wall joint, manufactured home | 0.53 cm2 /m
JTCEWL_RM | Residential | Ceiling-wall joint, manufactured home | 0.33 cm2 /m
JTCR_RM | Residential | Wall-wall corner joint, manufactured home | 0.33 cm2 /m
WN1_RM | Residential | Window, manufactured home | 2.3 cm2 /m
WN2_RM | Residential | Window, manufactured home | 2.1 cm2 /m
WN3_RM | Residential | Window, manufactured home | 2.7 cm2 /m
WN4_RM | Residential | Window, manufactured home | 0.9 cm2 /m
DREX_RM | Residential | Door, exterior, manufactured home | 4 cm2 /item
CECS_RM | Residential | Crawl space ceiling, manufactured home | 1.33 cm²/m²
FLAT_RM | Residential | Attic floor, manufactured home | 0.67 cm²/m²
WLIN_RM | Residential | Wall, interior, manufactured home | 2.0 cm²/m²
DRBACL_RM | Residential | Bathroom door, closed, including frame and undercut, manufactured home | 330 cm2 /item
DRINCL_RM | Residential | Interior (bedroom) door, closed, including frame and undercut, manufactured home | 410 cm2 /item
DRBAOP_RM | Residential | Bathroom door, open, including frame and undercut, manufactured home | 1.3 m2 /item
DRINOP_RM | Residential | Interior (bedroom) door, open, including frame and undercut, manufactured home | 1.6 m2 /item
WLEXMA_CAV | Commercial | Exterior wall, masonry, mean | 4.2 cm²/m²
WLEXMA_C+S | Commercial | Exterior wall, masonry, mean plus one standard deviation | 6.9 cm²/m²
WLEXMA_C-S | Commercial | Exterior wall, masonry, mean minus one standard deviation | 1.5 cm²/m²
WLEXMA_CMN | Commercial | Exterior wall, masonry, minimum | 0.6 cm²/m²
WLEXMA_CMX | Commercial | Exterior wall, masonry, maximum | 11.4 cm²/m²
WLEXCP_CAV | Commercial | Exterior wall, concrete panel, mean | 4.0 cm²/m²
WLEXCP_C+S | Commercial | Exterior wall, concrete panel, mean plus one standard deviation | 6.9 cm²/m²
WLEXCP_C-S | Commercial | Exterior wall, concrete panel, mean minus one standard deviation | 1.2 cm²/m²
WLEXCP_CMN | Commercial | Exterior wall, concrete panel, minimum | 1.1 cm²/m²
WLEXCP_CMX | Commercial | Exterior wall, concrete panel, maximum | 10.0 cm²/m²
WLEXFRMA_CAV | Commercial | Exterior wall, frame/masonry, mean | 9.1 cm²/m²
WLEXFRMA_C+S | Commercial | Exterior wall, frame/masonry, mean plus one standard deviation | 13.2 cm²/m²
WLEXFRMA_C-S | Commercial | Exterior wall, frame/masonry, mean minus one standard deviation | 4.9 cm²/m²
WLEXFRMA_CMN | Commercial | Exterior wall, frame/masonry, minimum | 4.5 cm²/m²
WLEXFRMA_CMX | Commercial | Exterior wall, frame, maximum | 19.9 cm²/m²
WLEXFR_CAV | Commercial | Exterior wall, frame, mean | 8.6 cm²/m²
WLEXFR_C+S | Commercial | Exterior wall, frame, mean plus one standard deviation | 13.0 cm²/m²
WLEXFR_C-S | Commercial | Exterior wall, frame, mean minus one standard deviation | 4.3 cm²/m²
WLEXFR_CMN | Commercial | Exterior wall, frame, minimum | 3.1 cm²/m²
WLEXFR_CMX | Commercial | Exterior wall, frame, maximum | 15.6 cm²/m²
WLEXMN_CAV | Commercial | Exterior wall, manufactured, mean | 4.3 cm²/m²
WLEXMN_C+S | Commercial | Exterior wall, manufactured, mean plus one standard deviation | 7.0 cm²/m²
WLEXMN_C-S | Commercial | Exterior wall, manufactured, mean minus one standard deviation | 1.5 cm²/m²
WLEXMN_CMN | Commercial | Exterior wall, manufactured, minimum | 2.4 cm²/m²
WLEXMN_CMX | Commercial | Exterior wall, manufactured, maximum | 8.7 cm²/m²
WLEXME_CAV | Commercial | Exterior wall, metal, mean | 4.6 cm²/m²
WLEXME_C+S | Commercial | Exterior wall, metal, mean plus one standard deviation | 7.2 cm²/m²
WLEXME_C-S | Commercial | Exterior wall, metal, mean minus one standard deviation | 1.9 cm²/m²
WLEXME_CMN | Commercial | Exterior wall, metal, minimum | 2.0 cm²/m²
WLEXME_CMX | Commercial | Exterior wall, metal, maximum | 8.0 cm²/m²
WLEXCW_CAV | Commercial | Exterior wall, curtain wall, mean | 2.7 cm²/m²
WLEXCW_C+S | Commercial | Exterior wall, curtain wall, mean plus one standard deviation | 5.6 cm²/m²
WLEXCW_CMN | Commercial | Exterior wall, curtain wall, minimum | 0.8 cm²/m²
WLEXCW_CMX | Commercial | Exterior wall, curtain wall, maximum | 6.9 cm²/m²
WLEXOF_CAV | Commercial | Exterior wall, office building, mean | 4.1 cm²/m²
WLEXOF_C+S | Commercial | Exterior wall, office building, mean plus one standard deviation | 7.8 cm²/m²
WLEXOF_C-S | Commercial | Exterior wall, office building, mean minus one standard deviation | 0.4 cm²/m²
WLEXOF_CMN | Commercial | Exterior wall, office building, minimum | 0.6 cm²/m²
WLEXOF_CMX | Commercial | Exterior wall, office building, maximum | 19.9 cm²/m²
WLEXSC_IAV | Institutional | Exterior wall, school, mean | 3.1 cm²/m²
WLEXSC_I+S | Institutional | Exterior wall, school, mean plus one standard deviation | 5.1 cm²/m²
WLEXSC_I-S | Institutional | Exterior wall, school, mean minus one standard deviation | 1.0 cm²/m²
WLEXSC_IMN | Institutional | Exterior wall, school, minimum | 0.4 cm²/m²
WLEXSC_IMX | Institutional | Exterior wall, school, maximum | 8.6 cm²/m²
WLEXID_NAV | Industrial | Exterior wall, industrial building, mean | 3.8 cm²/m²
WLEXID_N+S | Industrial | Exterior wall, industrial building, mean plus one standard deviation | 7.9 cm²/m²
WLEXID_NMN | Industrial | Exterior wall, industrial building, minimum | 0.4 cm²/m²
WLEXID_NMX | Industrial | Exterior wall, industrial building, maximum | 15.6 cm²/m²
WLEXRE_CAV | Commercial | Exterior wall, retail, mean | 6.9 cm²/m²
WLEXRE_C+S | Commercial | Exterior wall, retail, mean plus one standard deviation | 10.5 cm²/m²
WLEXRE_C-S | Commercial | Exterior wall, retail, mean minus one standard deviation | 3.3 cm²/m²
WLEXRE_CMN | Commercial | Exterior wall, retail, minimum | 0.7 cm²/m²
WLEXRE_CMX | Commercial | Exterior wall, retail, maximum | 12.0 cm²/m²
WLEXRS_CAV | Commercial | Exterior wall, restaurant, mean | 3.8 cm²/m²
WLEXRS_C+S | Commercial | Exterior wall, restaurant, mean plus one standard deviation | 5.2 cm²/m²
WLEXRS_C-S | Commercial | Exterior wall, restaurant, mean minus one standard deviation | 2.3 cm²/m²
WLEXRS_CMN | Commercial | Exterior wall, restaurant, minimum | 1.4 cm²/m²
WLEXRS_CMX | Commercial | Exterior wall, restaurant, maximum | 5.5 cm²/m²
WLEXAS_NAV | Institutional | Exterior wall, assembly, mean | 3.7 cm²/m²
WLEXAS_N+S | Institutional | Exterior wall, assembly, mean plus one standard deviation | 5.8 cm²/m²
WLEXAS_N-S | Institutional | Exterior wall, assembly, mean minus one standard deviation | 1.5 cm²/m²
WLEXAS_NMN | Institutional | Exterior wall, assembly, minimum | 1.8 cm²/m²
WLEXAS_NMX | Institutional | Exterior wall, assembly, maximum | 6.3 cm²/m²
WLEXHC_IAV | Institutional | Exterior wall, healthcare, mean | 5.6 cm²/m²
WLEXHC_I+S | Institutional | Exterior wall, healthcare, mean plus one standard deviation | 7.5 cm²/m²
WLEXHC_I-S | Institutional | Exterior wall, healthcare, mean minus one standard deviation | 3.7 cm²/m²
WLEXHC_IMN | Institutional | Exterior wall, healthcare, minimum | 3.7 cm²/m²
WLEXHC_IMX | Institutional | Exterior wall, healthcare, maximum | 7.6 cm²/m²
WLEXSP_CAV | Commercial | Exterior wall, sports facility, mean | 7.4 cm²/m²
WLEXSP_C+S | Commercial | Exterior wall, sports facility, mean plus one standard deviation | 10.1 cm²/m²
WLEXSP_C-S | Commercial | Exterior wall, sports facility, mean minus one standard deviation | 4.8 cm²/m²
WLEXSP_CMN | Commercial | Exterior wall, sports facility, minimum | 3.7 cm²/m²
WLEXSP_CMX | Commercial | Exterior wall, sports facility, maximum | 9.8 cm²/m²
WLEXPC6A_C | Commercial | Exterior Wall: Precast concrete panel, Building A | 2.19 cm²/m²
WNIO6A_CMN | Commercial | Inoperable window, Building A, minimum | 0.58 cm²/m²
WNIO6A_CMX | Commercial | Inoperable window, Building A, maximum | 1.73 cm²/m²
WLEXTV6AA_C | Commercial | Exterior Wall: Tile veneer, Building AA | 1.34 cm²/m²
WNIO6AA_CAV | Commercial | Inoperable window, Building AA, typical | 0.58 cm²/m²
WLEXPC6C_C | Commercial | Exterior Wall: Precast concrete panel, Building C | 1.96 cm²/m²
WNOO6C_CMN | Commercial | Operable window, Building C, minimum | 1.73 cm²/m²
WNOO6C_CMX | Commercial | Operable window, Building C, maximum | 3.46 cm²/m²
WLEXBR6H_C | Commercial | Exterior Wall: Brick veneer, Building H | 0.62 cm²/m²
WLEXBR6N_C | Commercial | Exterior Wall: Brick veneer, Building N | 2.35 cm²/m²
WNIO6N_CAV | Commercial | Inoperable window, Building N, typical | 0.86cm²/m²
WLEXBR6P_C | Commercial | Exterior Wall: Brick veneer, Building P | 1.14 cm²/m²
WLEXPC6S_C | Commercial | Exterior Wall: Precast concrete panel, Building S | 3.01 cm²/m²
WLEXPC7O_C | Commercial | Exterior Wall: Precast concrete panel, Building O | 6.88 cm²/m²
WLEXCW8A_C | Commercial | Exterior Wall: Glass and metal curtain wall, Building A | 5.07 cm²/m²
WLEXPC8B_C | Commercial | Exterior Wall: Precast concrete panel, Building B | 2.51 cm²/m²
WLEXPC9A_C | Commercial | Exterior Wall: Precast concrete panel, Building A | 3.59 cm²/m²
WLEXPC9B_C | Commercial | Exterior Wall: Precast concrete panel, Building B | 1.79 cm²/m²
WLEXPC9C_C | Commercial | Exterior Wall: Precast concrete panel, Building C | 1.79 cm²/m²
WLEXCW9D_C | Commercial | Exterior Wall: Curtain wall, Building D | 2.03 cm²/m²
WLEXCW9E_C | Commercial | Exterior Wall: Curtain wall, Building E | 1.14 cm²/m²
WLEXPC9F_C | Commercial | Exterior Wall: Precast concrete panel, Building F | 1.14 cm²/m²
WLEXPC9G_C | Commercial | Exterior Wall: Precast concrete panel, Building G | 1.67 cm²/m²
WLEXCW9H_C | Commercial | Exterior Wall: Curtain wall, Building H | 0.78 cm²/m²
WLEX10_NAV | Industrial | Exterior Wall: Average | 0.96 cm²/m²
WLEX10_NMN | Industrial | Exterior Wall: Minimum | 0.48 cm²/m²
WLEX10_NMX | Industrial | Exterior Wall: Maximum | 2.40 cm²/m²
WLEXSC11_NAV | Institutional | Exterior Wall: School, average | 1.44 cm²/m²
WLEXSC11_NMN | Institutional | Exterior Wall: School, minimum | 0.48 cm²/m²
WLEXSC11_NMX | Institutional | Exterior Wall: School, maximum | 1.60 cm²/m²
WLEXSC12_NAV | Institutional | Exterior Wall: School, average | 4.48 cm²/m²
WLEXSC12_NMN | Institutional | Exterior Wall: School, minimum | 3.20 cm²/m²
WLEXSC12_NMX | Institutional | Exterior Wall: School, maximum | 4.80 cm²/m²
WLEXSC13_CAV | Commercial | Exterior Wall: Retail stores/shopping malls, average | 7.84 cm²/m²
WLEXSC13_CMN | Commercial | Exterior Wall: Retail stores/shopping malls, minimum | 4.00 cm²/m²
WLEXSC13_CMX | Commercial | Exterior Wall: Retail stores/shopping malls, maximum | 11.20cm²/m²
WLELCC14A_C | Commercial | Elevator shaft wall, cast-in-place concrete, 17 story office building | 5.55 cm²/m²
WLELCC14B_C | Commercial | Elevator shaft wall, cast-in-place concrete, 14 story office building | 2.25 cm²/m²
WLELCC14C_C | Commercial | Elevator shaft wall, cast-in-place concrete, 12 story office building | 1.72 cm²/m²
WLELCOBL14D_C | Commercial | Elevator shaft wall, concrete block, 6 story office building | 5.55 cm²/m²
WLELCC14E_C | Commercial | Elevator shaft wall, cast-in-place concrete, 16 story office building | 0.75 cm²/m²
WLELTIBL14F_C | Commercial | Elevator shaft wall, clay tile block, 10 story office building | 6.15 cm²/m²
WLELCC14G_C | Commercial | Elevator shaft wall, cast-in-place concrete, 14 story office building | 2.25 cm²/m²
WLSRCC14A_C | Commercial | Stair shaft wall, cast-in-place concrete, 19 story office building | 0.45 cm²/m²
WLSRCC14B_C | Commercial | Stair shaft wall, cast-in-place concrete, 23 story office building | 0.07 cm²/m²
WLSRCC14C_C | Commercial | Stair shaft wall, cast-in-place concrete, 28 story office building | 0.15 cm²/m²
WLSRCC14D_C | Commercial | Stair shaft wall, cast-in-place concrete, 23 story office building | 0.41 cm²/m²
WLSRCC14E_C | Commercial | Stair shaft wall, cast-in-place concrete, 15 story office building | 0.30 cm²/m²
WLSRCC14F_C | Commercial | Stair shaft wall, cast-in-place concrete, 17 story office building | 1.42 cm²/m²
WLSRTIBL14G_C | Commercial | Stair shaft wall, clay tile block, 11 story office building | 0.67 cm²/m²
WLSRCC14H_C | Commercial | Stair shaft wall, cast-in-place concrete, 12 story office building | 0.37 cm²/m²
DREL14_CMN | Commercial | Elevator doors, 7 office buildings, minimum | 187.5 cm2/door
DREL14_CMX | Commercial | Elevator doors, 7 office buildings, maximum | 262.5 cm2/door
DRSR14_CMN | Commercial | Stair shaft doors, 8 office buildings, minimum | 75.0 cm2/door
DRSR14_CMX | Commercial | Stair shaft doors, 8 office buildings, maximum | 187.5 cm2/door
FLCO15_CMN | Commercial | Floor: Office building, reinforced concrete, minimum | 0.18 cm²/m²
FLCO15_CMX | Commercial | Floor: Office building, reinforced concrete, maximum | 0.35 cm²/m²
WLEX16A_R | Residential | Exterior Wall: Individual apartment (#405) in high-rise building | 1.87 cm²/m²
WLEX16B_R | Residential | Exterior Wall: Individual apartment (#509) in high-rise building | 2.36 cm²/m²
WLEX16C_R | Residential | Exterior Wall: Individual apartment (#609) in high-rise building | 2.33 cm²/m²
WLEX16D_R | Residential | Exterior Wall: Individual apartment (#1009) in high-rise building | 1.57cm²/m²
WLEXBRBL17_R | Residential | Exterior Wall: 5-story apartment building, brick and block backup | 2.55 cm²/m²
FLCEAP17_RMN | Residential | Floor/ceiling interface: 5-story apartment building, minimum | 0.11 cm²/m²
FLCEAP17_RMX | Residential | Floor/ceiling interface: 5-story apartment building, maximum | 0.43 cm²/m²
FLCEAP17_RAV | Residential | Floor/ceiling interface: 5-story apartment building, average | 0.32 cm²/m²
WLINAP17_RMN | Residential | Interior partition: 5-story apartment building, minimum | 0.37 cm²/m²
WLINAP17_RMX | Residential | Interior partition: 5-story apartment building, maximum | 2.25 cm²/m²
WLINAP17_RAV | Residential | Interior partition: 5-story apartment building, average | 1.12 cm²/m²
WLEXAP18_R | Residential | Exterior Wall: Multi-story apartment building | 1.46 cm²/m²
WLEXAP19D_R | Residential | Exterior Wall: High-story apartment building D | 1.65 cm²/m²
WLEXAP19V_R | Residential | Exterior Wall: High-story apartment building V | 2.62 cm²/m²